{"text_format":"1","workbook":"xlsx","n_sheets":2,"sheets":["Прайс","Акция"],"not_rendered":{"charts":0,"images":2,"macros":0,"external_links":0,"defined_names":12,"comments":0,"pivot_tables":0},"unopened":[],"bounds":{"document_bytes":16777216,"sheet_cells":100000,"rows_first":2000,"rows_last":500,"rows_between":2000,"halvings":0,"cell_chars":16384,"cell_head_chars":4096},"cells_cut":0,"cells_raw":0,"read":"whole","date_system":"1900"}

{"sheet":"Прайс","index":0,"n_rows":769,"n_cols":18,"rows_kept":769,"cut":false,"hidden":false,"merged":[[5,15,5,16],[6,0,7,0],[6,3,7,3],[6,4,7,4],[6,10,7,10],[5,4,5,7],[5,8,5,9],[5,10,5,11],[5,13,5,14],[6,5,7,5],[6,6,7,6],[6,7,7,7],[6,8,7,8],[6,9,7,9],[6,17,7,17],[6,11,7,11],[6,12,7,12],[6,13,7,13],[6,14,7,14],[6,15,7,15],[6,16,7,16]]}
[null,"Дата актуальности:"]
["2016-09-07","2017-12-07"]
[null,"Контактный телефон:"]
[null,"+7 (495) 502-79-81"]
[null,"info@oni-system.com"]
[null,null,null,null,"Упаковка",null,null,null,"Прайсовая",null,"РОЦ",null,null,"Цена Акционная",null,"РОЦ Акционная"]
["Артикул","Номенклатура","Ед.","Заказная","ТУ","Ктр.","Кратн.","Мин.отгр.","цена с НДС","цена без НДС","цена с НДС","цена без НДС","Акция","цена с НДС","цена без НДС","цена с НДС","цена без НДС","Дата окончания"]
[]
["07. Коммутационное оборудование и устройства управления"]
["07.04 Реле контроля и управления"]
["07.04.02 Реле времени"]
["07.04.02 Реле времени"]
["ORT-2T-AC230V","Реле времени ORT 2 конт. 2 уст. 230 В AC IEK","шт",null,null,200,1,1,1750,1483.05084745762]
["ORT-2T-ACDC12-240V","Реле времени ORT 2 конт. 2 уст. 12-240 В AC/DC IEK","шт",null,null,200,1,1,1750,1483.05084745762]
["ORT-A1-AC230V","Реле задержки включения ORT. 1 конт. 230 В AС IEK","шт",null,null,200,1,1,1200,1016.94915254237]
["ORT-A1-ACDC12-240V","Реле задержки включения ORT. 1 конт. 12-240 В AС/DC IEK","шт",null,null,200,1,1,1200,1016.94915254237]
["ORT-A2-AC230V","Реле задержки включения ORT. 2 конт. 230 В AС IEK","шт",null,null,200,1,1,1400,1186.4406779661001]
["ORT-A2-ACDC12-240V","Реле задержки включения ORT. 2 конт. 12-240 В AС/DC IEK","шт",null,null,200,1,1,1400,1186.4406779661001]
["ORT-B1-AC230V","Реле задержки выключения ORT. 1 конт. 230 В AС IEK","шт",null,null,200,1,1,1200,1016.94915254237]
["ORT-B1-ACDC12-240V","Реле задержки выключения ORT. 1 конт. 12-240 В AС/DC IEK","шт",null,null,200,1,1,1200,1016.94915254237]
["ORT-B2-AC230V","Реле задержки выключения ORT. 2 конт. 230 В AС IEK","шт",null,null,200,1,1,1400,1186.4406779661001]
["ORT-B2-ACDC12-240V","Реле задержки выключения ORT. 2 конт. 12-240 В AС/DC IEK","шт",null,null,200,1,1,1400,1186.4406779661001]
["ORT-D-ACDC12-240V","Реле задержки выключения при снятии питания ORT. 12-240 В AC/DC IEK","шт",null,null,200,1,1,1800,1525.42372881355]
["ORT-M1-AC230V","Реле времени ORT многофункциональное 1 конт. 230 В AС IEK","шт",null,null,200,1,1,1100,932.20338983049999]
["ORT-M1-ACDC12-240V","Реле времени ORT многофункциональное 1 конт. 12-240 В AC/DC IEK","шт",null,null,200,1,1,1200,1016.94915254237]
["ORT-M2-AC230V","Реле времени ORT многофункциональное 2 конт. 230 В AС IEK","шт",null,null,200,1,1,1350,1144.06779661016]
["ORT-M2-ACDC12-240V","Реле времени ORT многофункциональное 2 конт. 12-240 В AC/DC IEK","шт",null,null,200,1,1,1400,1186.4406779661001]
["ORT-S1-AC230V","Реле циклическое ORT. 1 конт. 230 В AС IEK","шт",null,null,200,1,1,1500,1271.18644067796]
["ORT-S1-ACDC12-240V","Реле циклическое ORT. 1 конт. 12-240 В AC/DC IEK","шт",null,null,200,1,1,1500,1271.18644067796]
["ORT-S2-AC230V","Реле циклическое ORT. 2 конт. 230 В AС IEK","шт",null,null,200,1,1,1700,1440.6779661016899]
["ORT-S2-ACDC12-240V","Реле циклическое ORT. 2 конт. 12-240 В AC/DC IEK","шт",null,null,200,1,1,1700,1440.6779661016899]
["ORT-ST-AC400V","Реле пуска звезда-треугольник ORT. 400 В AС IEK","шт",null,null,200,1,1,1450,1228.81355932203]
["ORT-ST-ACDC12-240V","Реле пуска звезда-треугольник ORT.12-230 В AC/DC IEK","шт",null,null,200,1,1,1550,1313.5593220338901]
["07.04.03 Реле контроля фаз"]
["07.04.03 Реле контроля фаз"]
["ORF-03-220-460VAC","Реле фаз ORF 03. 3ф 220-460 В AC IEK","шт",null,null,200,1,1,1100,932.20338983049999]
["ORF-04-220-460VAC","Реле фаз ORF 04. 3ф 220-460 В AC IEK","шт",null,null,200,1,1,1200,1016.94915254237]
["ORF-05-220-460VAC","Реле фаз ORF 05. 3ф 220-460 В AC IEK","шт",null,null,200,1,1,1200,1016.94915254237]
["ORF-06-220-460VAC","Реле фаз ORF 06. 3ф 220-460 В AC IEK","шт",null,null,200,1,1,1450,1228.81355932203]
["ORF-08-220-460VAC","Реле фаз ORF 08. 3ф 220-460 В AC IEK","шт",null,null,200,1,1,1250,1059.3220338983001]
["07.04.04 Реле контроля напряжения"]
["07.04.04 Реле контроля напряжения"]
["ORV-01-A220","Реле напряжения ORV. 1ф 220 В AC IEK","шт",null,null,200,1,1,1400,1186.4406779661001]
["ORV-01-AD110-240","Реле напряжения ORV. 1ф 110-240 В AC/DC IEK","шт",null,null,200,1,1,1400,1186.4406779661001]
["ORV-01-AD48","Реле напряжения ORV. 1ф 24-48 В AC/DC IEK","шт",null,null,200,1,1,1400,1186.4406779661001]
["ORV-01-DC12","Реле напряжения ORV. 1ф 12 В DC IEK","шт",null,null,200,1,1,1350,1144.06779661016]
["ORV-02-A220","Реле повыш.напряжения ORV. 1ф 220 В AC IEK","шт",null,null,200,1,1,1400,1186.4406779661001]
["ORV-02-AD110-240","Реле повыш.напряжения ORV. 1ф 110-240 В AC/DC IEK","шт",null,null,200,1,1,1400,1186.4406779661001]
["ORV-02-AD48","Реле повыш.напряжения ORV. 1ф 24-48 В AC/DC IEK","шт",null,null,200,1,1,1400,1186.4406779661001]
["ORV-02-DC12","Реле повыш.напряжения ORV. 1ф 12 В DC IEK","шт",null,null,200,1,1,1350,1144.06779661016]
["07.04.05 Реле импульсные"]
["07.04.05 Реле импульсные "]
["ORM-01-AC230","Импульсное реле ORM. 1 конт. 230 В AC IEK","шт",null,null,200,1,1,1000,847.45762711863995]
["ORM-01-ACDC12-240V","Импульсное реле ORM. 1 конт. 12-240 В AC/DC IEK","шт",null,null,200,1,1,1000,847.45762711863995]
["ORM-02-AC230","Импульсное реле ORM. 2 конт. 230 В AC IEK","шт",null,null,200,1,1,1100,932.20338983049999]
["ORM-02-ACDC12-240V","Импульсное реле ORM. 2 конт. 12-240 В AC/DC IEK","шт",null,null,200,1,1,1200,1016.94915254237]
["07.04.06 Реле уровня"]
["07.04.06 Реле уровня"]
["ORL-01-ACDC24-240V","Реле уровня ORL 24-240 В AC/DC IEK","шт",null,null,200,1,1,1300.01,1101.7033898305001]
["ORL-02-ACDC24-240V","Реле наполн/дренаж ORL 24-240 В AC/DC IEK","шт",null,null,200,1,1,1400,1186.4406779661001]
["07.04.07 Реле тока"]
["07.04.07 Реле тока"]
["ORI-01-05","Реле тока ORI. 0,05-0,5 А. 24-240 В AC / 24 В DC IEK","шт",null,null,200,1,1,1400,1186.4406779661001]
["ORI-01-1","Реле тока ORI. 0,1-1 А. 24-240 В AC / 24 В DC IEK","шт",null,null,200,1,1,1400,1186.4406779661001]
["ORI-01-16","Реле тока ORI. 1,6-16 А. 24-240 В AC / 24 В DC IEK","шт",null,null,200,1,1,1400,1186.4406779661001]
["ORI-01-2","Реле тока ORI. 0,2-2 А. 24-240 В AC / 24 В DC IEK","шт",null,null,200,1,1,1400,1186.4406779661001]
["ORI-01-5","Реле тока ORI. 0,5-5 А. 24-240 В AC / 24 В DC IEK","шт",null,null,200,1,1,1400,1186.4406779661001]
["ORI-01-8","Реле тока ORI. 0,8-8 А. 24-240 В AC / 24 В DC IEK","шт",null,null,200,1,1,1400,1186.4406779661001]
["07.04.08 Промежуточные модульные реле"]
["07.04.08 Промежуточные модульные реле"]
["OIR-116-AC230V","Промежут. реле.OIR 1 конт (16А). 230 В AC IEK","шт",null,null,200,1,1,600.01,508.48305084744999]
["OIR-116-ACDC110V","Промежут. реле.OIR 1 конт (16А). 110 В AC/DC IEK","шт",null,null,200,1,1,600.01,508.48305084744999]
["OIR-116-ACDC12V","Промежут. реле.OIR 1 конт (16А). 12 В AC/DC IEK","шт",null,null,200,1,1,600.01,508.48305084744999]
["OIR-116-ACDC24V","Промежут. реле.OIR 1 конт (16А). 24 В AC/DC IEK","шт",null,null,200,1,1,600.01,508.48305084744999]
["OIR-116-ACDC48V","Промежут. реле.OIR 1 конт (16А). 48 В AC/DC IEK","шт",null,null,200,1,1,600.01,508.48305084744999]
["OIR-208-AC230V","Промежут. реле.OIR 2 конт (8А). 230 В AC IEK","шт",null,null,200,1,1,650,550.84745762710997]
["OIR-208-ACDC110V","Промежут. реле.OIR 2 конт (8А). 110 В AC/DC IEK","шт",null,null,200,1,1,650,550.84745762710997]
["OIR-208-ACDC12V","Промежут. реле.OIR 2 конт (8А). 12 В AC/DC IEK","шт",null,null,200,1,1,600.01,508.48305084744999]
["OIR-208-ACDC24V","Промежут. реле.OIR 2 конт (8А). 24 В AC/DC IEK","шт",null,null,200,1,1,600.01,508.48305084744999]
["OIR-208-ACDC48V","Промежут. реле.OIR 2 конт (8А). 48 В AC/DC IEK","шт",null,null,200,1,1,650,550.84745762710997]
["OIR-308-AC230V","Промежут. реле.OIR 3 конт (8А). 230 В AC IEK","шт",null,null,200,1,1,780,661.01694915253995]
["OIR-308-ACDC110V","Промежут. реле.OIR 3 конт (8А). 110В AC/DC IEK","шт",null,null,200,1,1,780,661.01694915253995]
["OIR-308-ACDC12V","Промежут. реле.OIR 3 конт (8А). 12 В AC/DC IEK","шт",null,null,200,1,1,780,661.01694915253995]
["OIR-308-ACDC24V","Промежут. реле.OIR 3 конт (8А). 24 В AC/DC IEK","шт",null,null,200,1,1,780,661.01694915253995]
["OIR-308-ACDC48V","Промежут. реле.OIR 3 конт (8А). 48В AC/DC IEK","шт",null,null,200,1,1,780,661.01694915253995]
["OIR-316-AC230V","Промежут. реле.OIR 3 конт (16А). 230 В AC IEK","шт",null,null,200,1,1,950.01,805.09322033898002]
["OIR-316-ACDC12V","Промежут. реле.OIR 3 конт (16А). 12 В AC/DC IEK","шт",null,null,200,1,1,950.01,805.09322033898002]
["OIR-316-ACDC24V","Промежут. реле.OIR 3 конт (16А). 24 В AC/DC IEK","шт",null,null,200,1,1,950.01,805.09322033898002]
["07.04.09 Интерфейсные реле"]
["07.04.09 Интерфейсные реле"]
["ORM-41F-1","Интерф. реле ORM 1. 1NO+1NC. 24В DC","шт",null,null,600,10,10,495,419.49152542372002]
["ORM-41F-2","Интерф. реле ORM 2. 1NO+1NC. 24В DC","шт",null,null,600,20,20,475,402.54237288134999]
["ORM-41F-3","Интерф. реле ORM 3. 1NO+1NC. 24В DC","шт",null,null,600,20,20,475,402.54237288134999]
["ORM-FC1C","Интерф. реле ORM 4. 1 конт. группа. 24 В DC/AC","шт",null,null,300,1,1,450,381.35593220338001]
["ORM-FC2C","Интерф. реле ORM 5. 2 конт. группа. 24 В DC/AC","шт",null,null,150,1,1,710.01,601.70338983049999]
["11. Электрические машины"]
["11.01 Электродвигатели"]
["11.01.01 Асинхронные электродвигатели"]
["11.01.01.01.01. Общепромышленные IM1081 (лапы) IEK"]
["DRV056-A2-000-2-3010","Эл.Двиг.3ф.АИР 56A2 380В 0,18кВт 3000об/мин 1081 DRIVE IEK","шт",null,"Гофрокороб",1,1,1,3139.13,2660.2796610169398,null,null,"Выгодный курс",2825.22,2394.2542372881298,null,null,"2018-01-24"]
["DRV056-A4-000-1-1510","Эл.Двиг.3ф.АИР 56A4 380В 0,12кВт 1500об/мин 1081 DRIVE IEK","шт",null,"Гофрокороб",1,1,1,3139.13,2660.2796610169398]
["DRV056-B2-000-3-3010","Эл.Двиг.3ф.АИР 56B2 380В 0,25кВт 3000об/мин 1081 DRIVE IEK","шт",null,"Гофрокороб",1,1,1,3139.13,2660.2796610169398,null,null,"Выгодный курс",2825.22,2394.2542372881298,null,null,"2018-01-24"]
["DRV056-B4-000-2-1510","Эл.Двиг.3ф.АИР 56B4 380В 0,18кВт 1500об/мин 1081 DRIVE ИЭК","шт",null,"Гофрокороб",1,1,1,3139.13,2660.2796610169398,null,null,"Выгодный курс",2825.22,2394.2542372881298,null,null,"2018-01-24"]
["DRV063-A2-000-4-3010","Эл.Двиг.3ф.АИР 63A2 380В 0,37кВт 3000об/мин 1081 DRIVE IEK","шт",null,"Гофрокороб",1,1,1,3442.56,2917.42372881355,null,null,"Выгодный курс",3098.3,2625.6779661016899,null,null,"2018-01-24"]
["DRV063-A4-000-3-1510","Эл.Двиг.3ф.АИР 63A4 380В 0,25кВт 1500об/мин 1081 DRIVE ИЭК","шт",null,"Гофрокороб",1,1,1,3545.84,3004.94915254237,null,null,"Выгодный курс",3191.25,2704.44915254237,null,null,"2018-01-24"]
["DRV063-A6-000-2-1010","Эл.Двиг.3ф.АИР 63A6 380В 0,18кВт 1000об/мин 1081 DRIVE IEK","шт",null,"Гофрокороб",1,1,1,3442.56,2917.42372881355,null,null,"Выгодный курс",3270.43,2771.55084745762,null,null,"2018-01-24"]
["DRV063-B2-000-5-3010","Эл.Двиг.3ф.АИР 63B2 380В 0,55кВт 3000об/мин 1081 DRIVE ИЭК","шт",null,"Гофрокороб",1,1,1,3573.45,3028.3474576271101]
["DRV063-B4-000-4-1510","Эл.Двиг.3ф.АИР 63B4 380В 0,37кВт 1500об/мин 1081 DRIVE ИЭК","шт",null,"Гофрокороб",1,1,1,3826.37,3242.68644067796,null,null,"Выгодный курс",3443.74,2918.42372881355,null,null,"2018-01-24"]
["DRV063-B6-000-3-1010","Эл.Двиг.3ф.АИР 63B6 380В 0,25кВт 1000об/мин 1081 DRIVE IEK","шт",null,"Гофрокороб",1,1,1,3826.37,3242.68644067796]
["DRV071-A2-000-8-3010","Эл.Двиг.3ф.АИР 71A2 380В 0,75кВт 3000об/мин 1081 DRIVE IEK","шт",null,"Гофрокороб",1,1,1,4324.13,3664.5169491525398]
["DRV071-A4-000-5-1510","Эл.Двиг.3ф.АИР 71A4 380В 0,55кВт 1500об/мин 1081 DRIVE ИЭК","шт",null,"Гофрокороб",1,1,1,4324.13,3664.5169491525398]
["DRV071-A6-000-4-1010","Эл.Двиг.3ф.АИР 71A6 380В 0,37кВт 1000об/мин 1081 DRIVE IEK","шт",null,"Гофрокороб",1,1,1,4324.13,3664.5169491525398,null,null,"Выгодный курс",3891.72,3298.0677966101598,null,null,"2018-01-24"]
["DRV071-A8-000-2-0710","Эл.Двиг.3ф.АИР 71A8 380В 0,18кВт 750об/мин 1081 DRIVE IEK","шт","Заказная","Гофрокороб",1,1,1,4670.05,3957.6694915254202]
["DRV071-B2-001-1-3010","Эл.Двиг.3ф.АИР 71B2 380В 1,1кВт 3000об/мин 1081 DRIVE ИЭК","шт",null,"Гофрокороб",1,1,1,4455.5600000000004,3775.8983050847401]
["DRV071-B4-000-7-1510","Эл.Двиг.3ф.АИР 71B4 380В 0,75кВт 1500об/мин 1081 DRIVE ИЭК","шт",null,"Гофрокороб",1,1,1,4705.49,3987.7033898304999,null,null,"Выгодный курс",4470.22,3788.3220338983001,null,null,"2018-01-24"]
["DRV071-B6-000-5-1010","Эл.Двиг.3ф.АИР 71B6 380В 0,55кВт 1000об/мин 1081 DRIVE IEK","шт",null,"Гофрокороб",1,1,1,4705.49,3987.7033898304999]
["DRV071-B8-000-3-0710","Эл.Двиг.3ф.АИР 71В8 380В 0,25кВт 750об/мин 1081 DRIVE IEK","шт","Заказная","Гофрокороб",1,1,1,5083.0200000000004,4307.6440677966102]
["DRV080-A2-001-5-3010","Эл.Двиг.3ф.АИР 80A2 380В 1,5кВт 3000об/мин 1081 DRIVE ИЭК","шт",null,"Гофрокороб",1,1,1,5792.14,4908.5932203389802]
["DRV080-A4-001-1-1510","Эл.Двиг.3ф.АИР 80A4 380В 1,1кВт 1500об/мин 1081 DRIVE ИЭК","шт",null,"Гофрокороб",1,1,1,5835.21,4945.0932203389802]
["DRV080-A6-000-7-1010","Эл.Двиг.3ф.АИР 80A6 380В 0,75кВт 1000об/мин 1081 DRIVE ИЭК","шт",null,"Гофрокороб",1,1,1,5784.3,4901.94915254237]
["DRV080-A8-000-4-0710","Эл.Двиг.3ф.АИР 80A8 380В 0,37кВт 750об/мин 1081 DRIVE IEK","шт","Заказная","Гофрокороб",1,1,1,7686.25,6513.7711864406701]
["DRV080-B2-002-2-3010","Эл.Двиг.3ф.АИР 80B2 380В 2,2кВт 3000об/мин 1081 DRIVE ИЭК","шт",null,"Гофрокороб",1,1,1,6318.75,5354.8728813559301]
["DRV080-B4-001-5-1510","Эл.Двиг.3ф.АИР 80B4 380В 1,5кВт 1500об/мин 1081 DRIVE ИЭК","шт",null,"Гофрокороб",1,1,1,6192.49,5247.8728813559301]
["DRV080-B6-001-1-1010","Эл.Двиг.3ф.АИР 80B6 380В 1,1кВт 1000об/мин 1081 DRIVE ИЭК","шт",null,"Гофрокороб",1,1,1,6826.58,5785.2372881355896]
["DRV080-B8-000-5-0710","Эл.Двиг.3ф.АИР 80B8 380В 0,55кВт 750об/мин 1081 DRIVE IEK","шт",null,"Гофрокороб",1,1,1,7763.88,6579.5593220338897,null,null,"Выгодный курс",6987.49,5921.6016949152499,null,null,"2018-01-24"]
["DRV090-B8-001-1-0710","Эл.Двиг.3ф.АИР 90LB8 380В 1,1кВт 750об/мин 1081 DRIVE IEK","шт",null,"Гофрокороб",1,1,1,10874.03,9215.2796610169407,null,null,"Выгодный курс",9786.6299999999992,8293.7542372881308,null,null,"2018-01-24"]
["DRV090-L2-003-0-3010","Эл.Двиг.3ф.АИР 90L2 380В 3кВт 3000об/мин 1081 DRIVE ИЭК","шт",null,"Гофрокороб",1,1,1,7960.92,6746.5423728813503]
["DRV090-L4-002-2-1510","Эл.Двиг.3ф.АИР 90L4 380В 2,2кВт 1500об/мин 1081 DRIVE ИЭК","шт",null,"Гофрокороб",1,1,1,7647.43,6480.8728813559301]
["DRV090-L6-001-5-1010","Эл.Двиг.3ф.АИР 90L6 380В 1,5кВт 1000об/мин 1081 DRIVE ИЭК","шт",null,"Гофрокороб",1,1,1,8121.85,6882.92372881355,null,null,"Выгодный курс",7309.66,6194.6271186440599,null,null,"2018-01-24"]
["DRV090-L8-000-7-0710","Эл.Двиг.3ф.АИР 90LA8 380В 0,75кВт 750об/мин 1081 DRIVE IEK","шт","Заказная","Гофрокороб",1,1,1,10765.31,9123.1440677966093]
["DRV100-L2-005-5-3010","Эл.Двиг.3ф.АИР 100L2 380В 5,5кВт 3000об/мин 1081 DRIVE ИЭК","шт",null,"Гофрокороб",1,1,1,11019.38,9338.4576271186397]
["DRV100-L4-004-0-1510","Эл.Двиг.3ф.АИР 100L4 380В 4кВт 1500об/мин 1081 DRIVE ИЭК","шт",null,"Гофрокороб",1,1,1,10964.48,9291.9322033898297]
["DRV100-L6-002-2-1010","Эл.Двиг.3ф.АИР 100L6 380В 2,2кВт 1000об/мин 1081 DRIVE ИЭК","шт",null,"Гофрокороб",1,1,1,10617.79,8998.1271186440608,null,null,"Выгодный курс",9556.01,8098.3135593220304,null,null,"2018-01-24"]
["DRV100-L8-001-5-0710","Эл.Двиг.3ф.АИР 100L8 380В 1,5кВт 750об/мин 1081 DRIVE IEK","шт",null,"Гофрокороб",1,1,1,11019.38,9338.4576271186397,null,null,"Выгодный курс",9917.44,8404.6101694915196,null,null,"2018-01-24"]
["DRV100-S2-004-0-3010","Эл.Двиг.3ф.АИР 100S2 380В 4кВт 3000об/мин 1081 DRIVE ИЭК","шт",null,"Гофрокороб",1,1,1,10120.01,8576.2796610169407]
["DRV100-S4-003-0-1510","Эл.Двиг.3ф.АИР 100S4 380В 3кВт 1500об/мин 1081 DRIVE ИЭК","шт",null,"Гофрокороб",1,1,1,9859.91,8355.8559322033798]
["DRV112-B6-004-0-1010","Эл.Двиг.3ф.АИР 112MB6 380В 4кВт 1000об/мин 1081 DRIVE ИЭК","шт",null,"Ящик",1,1,1,14954.53,12673.33050847457]
["DRV112-B8-003-0-0710","Эл.Двиг.3ф.АИР 112MB8 380В 3кВт 750об/мин 1081 DRIVE IEK","шт",null,"Ящик",1,1,1,15236.69,12912.449152542369,null,null,"Выгодный курс",13713.02,11621.2033898305,null,null,"2018-01-24"]
["DRV112-M2-007-5-3010","Эл.Двиг.3ф.АИР 112M2 380В 7,5кВт 3000об/мин 1081 DRIVE ИЭК","шт",null,"Ящик",1,1,1,15727.28,13328.2033898305]
["DRV112-M4-005-5-1510","Эл.Двиг.3ф.АИР 112M4 380В 5,5кВт 1500об/мин 1081 DRIVE ИЭК","шт",null,"Ящик",1,1,1,15236.69,12912.449152542369,null,null,"Выгодный курс",13713.02,11621.2033898305,null,null,"2018-01-24"]
["DRV112-M6-003-0-1010","Эл.Двиг.3ф.АИР 112MA6 380В 3кВт 1000об/мин 1081 DRIVE ИЭК","шт",null,"Ящик",1,1,1,14686.65,12446.31355932203]
["DRV112-M8-002-2-0710","Эл.Двиг.3ф.АИР 112MA8 380В 2,2кВт 750об/мин 1081 DRIVE IEK","шт",null,"Ящик",1,1,1,16302.47,13815.65254237288,null,null,"Выгодный курс",14672.23,12434.09322033898,null,null,"2018-01-24"]
["DRV132-M2-011-0-3010","Эл.Двиг.3ф.АИР 132M2 380В 11кВт 3000об/мин 1081 DRIVE ИЭК","шт",null,"Ящик",1,1,1,20357.490000000002,17252.11016949152]
["DRV132-M4-011-0-1510","Эл.Двиг.3ф.АИР 132M4 380В 11кВт 1500об/мин 1081 DRIVE IEK","шт",null,"Ящик",1,1,1,22774.91,19300.77118644067]
["DRV132-M6-007-5-1010","Эл.Двиг.3ф.АИР 132M6 380В 7,5кВт 1000об/мин 1081 DRIVE ИЭК","шт",null,"Ящик",1,1,1,23713.88,20096.508474576269]
["DRV132-M8-005-5-0710","Эл.Двиг.3ф.АИР 132M8 380В 5,5кВт 750об/мин 1081 DRIVE IEK","шт",null,"Ящик",1,1,1,24526.85,20785.46610169491,null,null,"Выгодный курс",22074.17,18706.923728813548,null,null,"2018-01-24"]
["DRV132-S4-007-5-1510","Эл.Двиг.3ф.АИР 132S4 380В 7,5кВт 1500об/мин 1081 DRIVE ИЭК","шт",null,"Ящик",1,1,1,20285.900000000001,17191.4406779661]
["DRV132-S6-005-5-1010","Эл.Двиг.3ф.АИР 132S6 380В 5,5кВт 1000об/мин 1081 DRIVE ИЭК","шт",null,"Ящик",1,1,1,19747.87,16735.483050847452,null,null,"Выгодный курс",17773.080000000002,15061.93220338983,null,null,"2018-01-24"]
["DRV132-S8-004-0-0710","Эл.Двиг.3ф.АИР 132S8 380В 4кВт 750об/мин 1081 DRIVE IEK","шт",null,"Ящик",1,1,1,19123.080000000002,16206]
["DRV160-M2-018-5-3010","Эл.Двиг.3ф.АИР 160M2 660В 18,5кВт 3000об/мин 1081 DRIVE ИЭК","шт",null,"Ящик",1,1,1,31936.18,27064.559322033889]
["DRV160-M4-018-5-1510","Эл.Двиг.3ф.АИР 160M4 660В 18,5кВт 1500об/мин 1081 DRIVE ИЭК","шт",null,"Ящик",1,1,1,34624.92,29343.152542372882]
["DRV160-M6-015-0-1010","Эл.Двиг.3ф.АИР 160M6 660В 15кВт 1000об/мин 1081 DRIVE ИЭК","шт",null,"Ящик",1,1,1,36504.14,30935.71186440677]
["DRV160-M8-011-0-0710","Эл.Двиг.3ф.АИР 160M8 660В 11кВт 750об/мин 1081 DRIVE ИЭК","шт",null,"Ящик",1,1,1,35713.18,30265.406779661011]
["DRV160-S2-015-0-3010","Эл.Двиг.3ф.АИР 160S2 660В 15кВт 3000об/мин 1081 DRIVE ИЭК","шт",null,"Ящик",1,1,1,31673.1,26841.61016949152]
["DRV160-S4-015-0-1510","Эл.Двиг.3ф.АИР 160S4 660В 15кВт 1500об/мин 1081 DRIVE ИЭК","шт",null,"Ящик",1,1,1,32881.83,27865.957627118642]
["DRV160-S6-011-0-1010","Эл.Двиг.3ф.АИР 160S6 660В 11кВт 1000об/мин 1081 DRIVE ИЭК","шт",null,"Ящик",1,1,1,34062.449999999997,28866.483050847452]
["DRV160-S8-007-5-0710","Эл.Двиг.3ф.АИР 160S8 660В 7,5кВт 750об/мин 1081 DRIVE ИЭК","шт",null,"Ящик",1,1,1,29668.3,25142.627118644061,null,null,"Выгодный курс",26701.46,22628.35593220338,null,null,"2018-01-24"]
["DRV180-M2-030-0-3010","Эл.Двиг.3ф.АИР 180M2 660В 30кВт 3000об/мин 1081 DRIVE ИЭК","шт",null,"Ящик",1,1,1,49683.43,42104.601694915247]
["DRV180-M4-030-0-1510","Эл.Двиг.3ф.АИР 180M4 660В 30кВт 1500об/мин 1081 DRIVE ИЭК","шт",null,"Ящик",1,1,1,55987.46,47447]
["DRV180-M6-018-5-1010","Эл.Двиг.3ф.АИР 180M6 660В 18,5кВт 1000об/мин 1081 DRIVE ИЭК","шт",null,"Ящик",1,1,1,46564.55,39461.483050847448,null,null,"Выгодный курс",41908.089999999997,35515.330508474573,null,null,"2018-01-24"]
["DRV180-S4-022-0-1510","Эл.Двиг.3ф.АИР 180S4 660В 22кВт 1500об/мин 1081 DRIVE ИЭК","шт",null,"Ящик",1,1,1,47580.33,40322.313559322029]
["DRV200-M2-037-0-3010","Эл.Двиг.3ф.АИР 200M2 660В 37кВт 3000об/мин 1081 DRIVE ИЭК","шт",null,"Ящик",1,1,1,59608.93,50516.042372881348]
["DRV200-M4-037-0-1510","Эл.Двиг.3ф.АИР 200M4 660В 37кВт 1500об/мин 1081 DRIVE ИЭК","шт",null,"Ящик",1,1,1,63416.89,53743.127118644057,null,null,"Выгодный курс",57075.199999999997,48368.813559322029,null,null,"2018-01-24"]
["DRV200-M6-022-0-1010","Эл.Двиг.3ф.АИР 200M6 660В 22кВт 1000об/мин 1081 DRIVE ИЭК","шт",null,"Ящик",1,1,1,55800.82,47288.830508474573]
["DRV280-M4-132-0-1510","Эл.Двиг.3ф.АИР 280M4 660В 132кВт 1500об/мин 1081 DRIVE IEK","шт","Заказная",null,1,1,1,179900,152457.62711864407,161910,137211.86440677967]
["DRV315-M4-200-0-1510","Эл.Двиг.3ф.АИР 315MA4 660В 200кВт 1500об/мин 1081 DRIVE IEK","шт","Заказная",null,1,1,1,329900,279576.27118644066,296910,251618.64406779662]
["11.01.01.01.02. Общепромышленные IM2081 (лапы + фланец) IEK"]
["DRV056-A2-000-2-3020","Эл.Двиг.3ф.АИР 56A2 380В 0,18кВт 3000об/мин 2081 DRIVE IEK","шт",null,"Гофрокороб",1,1,1,3296.07,2793.2796610169398,null,null,"Выгодный курс",2966.46,2513.94915254237,null,null,"2018-01-24"]
["DRV056-A4-000-1-1520","Эл.Двиг.3ф.АИР 56A4 380В 0,12кВт 1500об/мин 2081 DRIVE IEK","шт",null,"Гофрокороб",1,1,1,3296.07,2793.2796610169398,null,null,"Выгодный курс",2966.46,2513.94915254237,null,null,"2018-01-24"]
["DRV056-B2-000-3-3020","Эл.Двиг.3ф.АИР 56B2 380В 0,25кВт 3000об/мин 2081 DRIVE IEK","шт",null,"Гофрокороб",1,1,1,3296.07,2793.2796610169398,null,null,"Выгодный курс",2966.46,2513.94915254237,null,null,"2018-01-24"]
["DRV056-B4-000-2-1520","Эл.Двиг.3ф.АИР 56B4 380В 0,18кВт 1500об/мин 2081 DRIVE ИЭК","шт",null,"Гофрокороб",1,1,1,3296.07,2793.2796610169398,null,null,"Выгодный курс",2966.46,2513.94915254237,null,null,"2018-01-24"]
["DRV063-A2-000-4-3020","Эл.Двиг.3ф.АИР 63A2 380В 0,37кВт 3000об/мин 2081 DRIVE IEK","шт",null,"Гофрокороб",1,1,1,3614.68,3063.28813559322]
["DRV063-A4-000-3-1520","Эл.Двиг.3ф.АИР 63A4 380В 0,25кВт 1500об/мин 2081 DRIVE ИЭК","шт",null,"Гофрокороб",1,1,1,3723.15,3155.21186440677]
["DRV063-A6-000-2-1020","Эл.Двиг.3ф.АИР 63A6 380В 0,18кВт 1000об/мин 2081 DRIVE IEK","шт",null,"Гофрокороб",1,1,1,3614.68,3063.28813559322,null,null,"Выгодный курс",3253.21,2756.9576271186402,null,null,"2018-01-24"]
["DRV063-B2-000-5-3020","Эл.Двиг.3ф.АИР 63B2 380В 0,55кВт 3000об/мин 2081 DRIVE ИЭК","шт",null,"Гофрокороб",1,1,1,3752.11,3179.7542372881298]
["DRV063-B4-000-4-1520","Эл.Двиг.3ф.АИР 63B4 380В 0,37кВт 1500об/мин 2081 DRIVE ИЭК","шт",null,"Гофрокороб",1,1,1,4017.69,3404.8220338983001,null,null,"Выгодный курс",3615.92,3064.3389830508399,null,null,"2018-01-24"]
["DRV063-B6-000-3-1020","Эл.Двиг.3ф.АИР 63B6 380В 0,25кВт 1000об/мин 2081 DRIVE IEK","шт",null,"Гофрокороб",1,1,1,4017.69,3404.8220338983001,null,null,"Выгодный курс",3615.92,3064.3389830508399,null,null,"2018-01-24"]
["DRV071-A2-000-8-3020","Эл.Двиг.3ф.АИР 71A2 380В 0,75кВт 3000об/мин 2081 DRIVE IEK","шт",null,"Гофрокороб",1,1,1,4540.32,3847.7288135593199]
["DRV071-A4-000-5-1520","Эл.Двиг.3ф.АИР 71A4 380В 0,55кВт 1500об/мин 2081 DRIVE ИЭК","шт",null,"Гофрокороб",1,1,1,4540.3,3847.71186440677,null,null,"Выгодный курс",4086.27,3462.9406779660999,null,null,"2018-01-24"]
["DRV071-A6-000-4-1020","Эл.Двиг.3ф.АИР 71A6 380В 0,37кВт 1000об/мин 2081 DRIVE IEK","шт",null,"Гофрокороб",1,1,1,4540.32,3847.7288135593199,null,null,"Выгодный курс",4086.29,3462.9576271186402,null,null,"2018-01-24"]
["DRV071-A8-000-2-0720","Эл.Двиг.3ф.АИР 71A8 380В 0,18кВт 750об/мин 2081 DRIVE IEK","шт","Заказная","Гофрокороб",1,1,1,4903.57,4155.5677966101603]
["DRV071-B2-001-1-3020","Эл.Двиг.3ф.АИР 71B2 380В 1,1кВт 3000об/мин 2081 DRIVE ИЭК","шт",null,"Гофрокороб",1,1,1,4678.32,3964.6779661016899]
["DRV071-B4-000-7-1520","Эл.Двиг.3ф.АИР 71B4 380В 0,75кВт 1500об/мин 2081 DRIVE ИЭК","шт",null,"Гофрокороб",1,1,1,4940.78,4187.1016949152499]
["DRV071-B6-000-5-1020","Эл.Двиг.3ф.АИР 71B6 380В 0,55кВт 1000об/мин 2081 DRIVE IEK","шт",null,"Гофрокороб",1,1,1,4940.7700000000004,4187.0932203389802]
["DRV071-B8-000-3-0720","Эл.Двиг.3ф.АИР 71B8 380В 0,25кВт 750об/мин 2081 DRIVE IEK","шт","Заказная","Гофрокороб",1,1,1,5337.18,4523.0338983050797]
["DRV080-A2-001-5-3020","Эл.Двиг.3ф.АИР 80A2 380В 1,5кВт 3000об/мин 2081 DRIVE ИЭК","шт",null,"Гофрокороб",1,1,1,6081.74,5154.0169491525403]
["DRV080-A4-001-1-1520","Эл.Двиг.3ф.АИР 80A4 380В 1,1кВт 1500об/мин 2081 DRIVE ИЭК","шт",null,"Гофрокороб",1,1,1,6126.97,5192.3474576271101]
["DRV080-A6-000-7-1020","Эл.Двиг.3ф.АИР 80A6 380В 0,75кВт 1000об/мин 2081 DRIVE ИЭК","шт",null,"Гофрокороб",1,1,1,6073.53,5147.0593220338897,null,null,"Выгодный курс",5466.17,4632.3474576271101,null,null,"2018-01-24"]
["DRV080-A8-000-4-0720","Эл.Двиг.3ф.АИР 80A8 380В 0,37кВт 750об/мин 2081 DRIVE IEK","шт","Заказная","Гофрокороб",1,1,1,8070.56,6839.4576271186397]
["DRV080-B2-002-2-3020","Эл.Двиг.3ф.АИР 80B2 380В 2,2кВт 3000об/мин 2081 DRIVE ИЭК","шт",null,"Гофрокороб",1,1,1,6634.68,5622.6101694915196]
["DRV080-B4-001-5-1520","Эл.Двиг.3ф.АИР 80B4 380В 1,5кВт 1500об/мин 2081 DRIVE ИЭК","шт",null,"Гофрокороб",1,1,1,6502.12,5510.2711864406701]
["DRV080-B6-001-1-1020","Эл.Двиг.3ф.АИР 80B6 380В 1,1кВт 1000об/мин 2081 DRIVE ИЭК","шт",null,"Гофрокороб",1,1,1,7167.91,6074.5,null,null,"Выгодный курс",6451.12,5467.05084745762,null,null,"2018-01-24"]
["DRV080-B8-000-5-0720","Эл.Двиг.3ф.АИР 80B8 380В 0,55кВт 750об/мин 2081 DRIVE IEK","шт",null,"Гофрокороб",1,1,1,8152.07,6908.5338983050797,null,null,"Выгодный курс",7336.86,6217.6779661016899,null,null,"2018-01-24"]
["DRV090-B8-001-1-0720","Эл.Двиг.3ф.АИР 90LB8 380В 1,1кВт 750об/мин 2081 DRIVE IEK","шт",null,"Гофрокороб",1,1,1,11417.74,9676.05084745762,null,null,"Выгодный курс",10275.969999999999,8708.4491525423691,null,null,"2018-01-24"]
["DRV090-L2-003-0-3020","Эл.Двиг.3ф.АИР 90L2 380В 3кВт 3000об/мин 2081 DRIVE ИЭК","шт",null,"Гофрокороб",1,1,1,8358.98,7083.8813559321998]
["DRV090-L4-002-2-1520","Эл.Двиг.3ф.АИР 90L4 380В 2,2кВт 1500об/мин 2081 DRIVE ИЭК","шт",null,"Гофрокороб",1,1,1,8029.79,6804.9067796610098]
["DRV090-L6-001-5-1020","Эл.Двиг.3ф.АИР 90L6 380В 1,5кВт 1000об/мин 2081 DRIVE ИЭК","шт",null,"Гофрокороб",1,1,1,8527.9500000000007,7227.07627118644]
["DRV090-L8-000-7-0720","Эл.Двиг.3ф.АИР 90LA8 380В 0,75кВт 750об/мин 2081 DRIVE IEK","шт",null,"Гофрокороб",1,1,1,11303.57,9579.2966101694892,null,null,"Выгодный курс",10173.219999999999,8621.3728813559301,null,null,"2018-01-24"]
["DRV100-L2-005-5-3020","Эл.Двиг.3ф.АИР 100L2 380В 5,5кВт 3000об/мин 2081 DRIVE ИЭК","шт",null,"Гофрокороб",1,1,1,11570.35,9805.3813559322007]
["DRV100-L4-004-0-1520","Эл.Двиг.3ф.АИР 100L4 380В 4кВт 1500об/мин 2081 DRIVE ИЭК","шт",null,"Гофрокороб",1,1,1,11512.72,9756.5423728813494]
["DRV100-L6-002-2-1020","Эл.Двиг.3ф.АИР 100L6 380В 2,2кВт 1000об/мин 2081 DRIVE ИЭК","шт",null,"Гофрокороб",1,1,1,11148.66,9448.0169491525394]
["DRV100-L8-001-5-0720","Эл.Двиг.3ф.АИР 100L8 380В 1,5кВт 750об/мин 2081 DRIVE IEK","шт","Заказная","Гофрокороб",1,1,1,11570.35,9805.3813559322007]
["DRV100-S2-004-0-3020","Эл.Двиг.3ф.АИР 100S2 380В 4кВт 3000об/мин 2081 DRIVE ИЭК","шт",null,"Гофрокороб",1,1,1,10626.01,9005.0932203389802]
["DRV100-S4-003-0-1520","Эл.Двиг.3ф.АИР 100S4 380В 3кВт 1500об/мин 2081 DRIVE ИЭК","шт",null,"Гофрокороб",1,1,1,10352.9,8773.6440677966093]
["DRV112-B6-004-0-1020","Эл.Двиг.3ф.АИР 112MB6 380В 4кВт 1000об/мин 2081 DRIVE ИЭК","шт",null,"Ящик",1,1,1,15702.24,13306.98305084745,null,null,"Выгодный курс",14132.01,11976.279661016941,null,null,"2018-01-24"]
["DRV112-B8-003-0-0720","Эл.Двиг.3ф.АИР 112MB8 380В 3кВт 750об/мин 2081 DRIVE IEK","шт",null,"Ящик",1,1,1,15998.53,13558.076271186441,null,null,"Выгодный курс",14398.68,12202.27118644067,null,null,"2018-01-24"]
["DRV112-M2-007-5-3020","Эл.Двиг.3ф.АИР 112M2 380В 7,5кВт 3000об/мин 2081 DRIVE ИЭК","шт",null,"Ящик",1,1,1,16513.63,13994.601694915251,null,null,"Выгодный курс",14862.27,12595.144067796609,null,null,"2018-01-24"]
["DRV112-M4-005-5-1520","Эл.Двиг.3ф.АИР 112M4 380В 5,5кВт 1500об/мин 2081 DRIVE ИЭК","шт",null,"Ящик",1,1,1,15998.53,13558.076271186441]
["DRV112-M6-003-0-1020","Эл.Двиг.3ф.АИР 112MA6 380В 3кВт 1000об/мин 2081 DRIVE ИЭК","шт",null,"Ящик",1,1,1,15420.98,13068.627118644061]
["DRV112-M8-002-2-0720","Эл.Двиг.3ф.АИР 112MA8 380В 2,2кВт 750об/мин 2081 DRIVE IEK","шт","Заказная","Ящик",1,1,1,17117.580000000002,14506.42372881355]
["DRV132-M2-011-0-3020","Эл.Двиг.3ф.АИР 132M2 380В 11кВт 3000об/мин 2081 DRIVE ИЭК","шт",null,"Ящик",1,1,1,21375.37,18114.72033898305]
["DRV132-M4-011-0-1520","Эл.Двиг.3ф.АИР 132M4 380В 11кВт 1500об/мин 2081 DRIVE IEK","шт",null,"Ящик",1,1,1,23913.66,20265.813559322029,null,null,"Выгодный курс",21522.29,18239.228813559319,null,null,"2018-01-24"]
["DRV132-M6-007-5-1020","Эл.Двиг.3ф.АИР 132M6 380В 7,5кВт 1000об/мин 2081 DRIVE ИЭК","шт",null,"Ящик",1,1,1,24899.55,21101.313559322029]
["DRV132-M8-005-5-0720","Эл.Двиг.3ф.АИР 132M8 380В 5,5кВт 750об/мин 2081 DRIVE IEK","шт","Заказная","Ящик",1,1,1,25753.21,21824.754237288129]
["DRV132-S4-007-5-1520","Эл.Двиг.3ф.АИР 132S4 380В 7,5кВт 1500об/мин 2081 DRIVE ИЭК","шт",null,"Ящик",1,1,1,21300.19,18051.008474576269]
["DRV132-S6-005-5-1020","Эл.Двиг.3ф.АИР 132S6 380В 5,5кВт 1000об/мин 2081 DRIVE ИЭК","шт",null,"Ящик",1,1,1,20735.240000000002,17572.237288135591]
["DRV132-S8-004-0-0720","Эл.Двиг.3ф.АИР 132S8 380В 4кВт 750об/мин 2081 DRIVE IEK","шт","Заказная","Ящик",1,1,1,20079.22,17016.288135593219]
["DRV160-M2-018-5-3020","Эл.Двиг.3ф.АИР 160M2 660В 18,5кВт 3000об/мин 2081 DRIVE ИЭК","шт",null,"Ящик",1,1,1,33533,28417.796610169491,null,null,"Выгодный курс",30179.7,25576.016949152541,null,null,"2018-01-24"]
["DRV160-M4-018-5-1520","Эл.Двиг.3ф.АИР 160M4 660В 18,5кВт 1500об/мин 2081 DRIVE ИЭК","шт",null,"Ящик",1,1,1,36356.22,30810.35593220338]
["DRV160-M6-015-0-1020","Эл.Двиг.3ф.АИР 160M6 660В 15кВт 1000об/мин 2081 DRIVE ИЭК","шт",null,"Ящик",1,1,1,38329.33,32482.483050847452]
["DRV160-M8-011-0-0720","Эл.Двиг.3ф.АИР 160M8 660В 11кВт 750об/мин 2081 DRIVE ИЭК","шт",null,"Ящик",1,1,1,37498.83,31778.669491525419]
["DRV160-S2-015-0-3020","Эл.Двиг.3ф.АИР 160S2 660В 15кВт 3000об/мин 2081 DRIVE ИЭК","шт",null,"Ящик",1,1,1,33256.720000000001,28183.661016949151]
["DRV160-S4-015-0-1520","Эл.Двиг.3ф.АИР 160S4 660В 15кВт 1500об/мин 2081 DRIVE ИЭК","шт",null,"Ящик",1,1,1,34525.93,29259.262711864401]
["DRV160-S6-011-0-1020","Эл.Двиг.3ф.АИР 160S6 660В 11кВт 1000об/мин 2081 DRIVE ИЭК","шт",null,"Ящик",1,1,1,35765.56,30309.796610169491,null,null,"Выгодный курс",32189.01,27278.822033898301,null,null,"2018-01-24"]
["DRV160-S8-007-5-0720","Эл.Двиг.3ф.АИР 160S8 660В 7,5кВт 750об/мин 2081 DRIVE ИЭК","шт",null,"Ящик",1,1,1,31151.69,26399.737288135591,null,null,"Выгодный курс",28036.52,23759.762711864401,null,null,"2018-01-24"]
["DRV180-M2-030-0-3020","Эл.Двиг.3ф.АИР 180M2 660В 30кВт 3000об/мин 2081 DRIVE ИЭК","шт",null,"Ящик",1,1,1,52167.58,44209.813559322029,null,null,"Выгодный курс",46950.82,39788.830508474573,null,null,"2018-01-24"]
["DRV180-M4-030-0-1520","Эл.Двиг.3ф.АИР 180M4 660В 30кВт 1500об/мин 2081 DRIVE ИЭК","шт",null,"Ящик",1,1,1,58786.86,49819.372881355928]
["DRV180-M6-018-5-1020","Эл.Двиг.3ф.АИР 180M6 660В 18,5кВт 1000об/мин 2081 DRIVE ИЭК","шт",null,"Ящик",1,1,1,48892.76,41434.542372881348,null,null,"Выгодный курс",44003.49,37291.093220338982,null,null,"2018-01-24"]
["DRV180-S4-022-0-1520","Эл.Двиг.3ф.АИР 180S4 660В 22кВт 1500об/мин 2081 DRIVE ИЭК","шт",null,"Ящик",1,1,1,49959.35,42338.432203389828]
["DRV200-M2-037-0-3020","Эл.Двиг.3ф.АИР 200M2 660В 37кВт 3000об/мин 2081 DRIVE ИЭК","шт",null,"Ящик",1,1,1,62589.36,53041.830508474573,null,null,"Выгодный курс",56330.43,47737.652542372882,null,null,"2018-01-24"]
["DRV200-M4-037-0-1520","Эл.Двиг.3ф.АИР 200M4 660В 37кВт 1500об/мин 2081 DRIVE ИЭК","шт",null,"Ящик",1,1,1,66587.77,56430.313559322029]
["DRV200-M6-022-0-1020","Эл.Двиг.3ф.АИР 200M6 660В 22кВт 1000об/мин 2081 DRIVE ИЭК","шт",null,"Ящик",1,1,1,58590.84,49653.254237288129]
["11.01.01.01.03. Общепромышленные IM3081 (фланец) IEK"]
["DRV056-A2-000-2-3030","Эл.Двиг.3ф.АИР 56A2 380В 0,18кВт 3000об/мин 3081 DRIVE IEK","шт",null,"Гофрокороб",1,1,1,3296.07,2793.2796610169398,null,null,"Выгодный курс",2966.46,2513.94915254237,null,null,"2018-01-24"]
["DRV056-A4-000-1-1530","Эл.Двиг.3ф.АИР 56A4 380В 0,12кВт 1500об/мин 3081 DRIVE IEK","шт",null,"Гофрокороб",1,1,1,3296.07,2793.2796610169398,null,null,"Выгодный курс",2966.46,2513.94915254237,null,null,"2018-01-24"]
["DRV056-B2-000-3-3030","Эл.Двиг.3ф.АИР 56B2 380В 0,25кВт 3000об/мин 3081 DRIVE IEK","шт",null,"Гофрокороб",1,1,1,3296.07,2793.2796610169398,null,null,"Выгодный курс",2966.46,2513.94915254237,null,null,"2018-01-24"]
["DRV056-B4-000-2-1530","Эл.Двиг.3ф.АИР 56B4 380В 0,18кВт 1500об/мин 3081 DRIVE IEK","шт",null,"Гофрокороб",1,1,1,3296.07,2793.2796610169398,null,null,"Выгодный курс",2966.46,2513.94915254237,null,null,"2018-01-24"]
["DRV063-A2-000-4-3030","Эл.Двиг.3ф.АИР 63A2 380В 0,37кВт 3000об/мин 3081 DRIVE IEK","шт",null,"Гофрокороб",1,1,1,3614.68,3063.28813559322]
["DRV063-A4-000-3-1530","Эл.Двиг.3ф.АИР 63A4 380В 0,25кВт 1500об/мин 3081 DRIVE IEK","шт",null,"Гофрокороб",1,1,1,3723.15,3155.21186440677,null,null,"Выгодный курс",3350.83,2839.68644067796,null,null,"2018-01-24"]
["DRV063-A6-000-2-1030","Эл.Двиг.3ф.АИР 63A6 380В 0,18кВт 1000об/мин 3081 DRIVE IEK","шт",null,"Гофрокороб",1,1,1,3614.68,3063.28813559322]
["DRV063-B2-000-5-3030","Эл.Двиг.3ф.АИР 63B2 380В 0,55кВт 3000об/мин 3081 DRIVE IEK","шт",null,"Гофрокороб",1,1,1,3752.13,3179.7711864406701,null,null,"Выгодный курс",3376.91,2861.78813559322,null,null,"2018-01-24"]
["DRV063-B4-000-4-1530","Эл.Двиг.3ф.АИР 63B4 380В 0,37кВт 1500об/мин 3081 DRIVE IEK","шт",null,"Гофрокороб",1,1,1,4017.69,3404.8220338983001,null,null,"Выгодный курс",3615.92,3064.3389830508399,null,null,"2018-01-24"]
["DRV063-B6-000-3-1030","Эл.Двиг.3ф.АИР 63B6 380В 0,25кВт 1000об/мин 3081 DRIVE IEK","шт",null,"Гофрокороб",1,1,1,4017.69,3404.8220338983001]
["DRV071-A2-000-8-3030","Эл.Двиг.3ф.АИР 71A2 380В 0,75кВт 3000об/мин 3081 DRIVE IEK","шт",null,"Гофрокороб",1,1,1,4540.32,3847.7288135593199]
["DRV071-A4-000-5-1530","Эл.Двиг.3ф.АИР 71A4 380В 0,55кВт 1500об/мин 3081 DRIVE IEK","шт",null,"Гофрокороб",1,1,1,4540.32,3847.7288135593199,null,null,"Выгодный курс",4086.29,3462.9576271186402,null,null,"2018-01-24"]
["DRV071-A6-000-4-1030","Эл.Двиг.3ф.АИР 71A6 380В 0,37кВт 1000об/мин 3081 DRIVE IEK","шт","Заказная","Гофрокороб",1,1,1,4540.32,3847.7288135593199]
["DRV071-A8-000-2-0730","Эл.Двиг.3ф.АИР 71A8 380В 0,18кВт 750об/мин 3081 DRIVE IEK","шт","Заказная","Гофрокороб",1,1,1,4903.57,4155.5677966101603]
["DRV071-B2-001-1-3030","Эл.Двиг.3ф.АИР 71B2 380В 1,1кВт 3000об/мин 3081 DRIVE IEK","шт",null,"Гофрокороб",1,1,1,4678.32,3964.6779661016899,null,null,"Выгодный курс",4210.49,3568.21186440677,null,null,"2018-01-24"]
["DRV071-B4-000-7-1530","Эл.Двиг.3ф.АИР 71B4 380В 0,75кВт 1500об/мин 3081 DRIVE IEK","шт",null,"Гофрокороб",1,1,1,4940.7700000000004,4187.0932203389802,null,null,"Выгодный курс",4446.6899999999996,3768.3813559322002,null,null,"2018-01-24"]
["DRV071-B6-000-5-1030","Эл.Двиг.3ф.АИР 71B6 380В 0,55кВт 1000об/мин 3081 DRIVE IEK","шт",null,"Гофрокороб",1,1,1,4940.7700000000004,4187.0932203389802,null,null,"Выгодный курс",4446.6899999999996,3768.3813559322002,null,null,"2018-01-24"]
["DRV071-B8-000-3-0730","Эл.Двиг.3ф.АИР 71B8 380В 0,25кВт 750об/мин 3081 DRIVE IEK","шт","Заказная","Гофрокороб",1,1,1,5337.18,4523.0338983050797]
["DRV080-A2-001-5-3030","Эл.Двиг.3ф.АИР 80A2 380В 1,5кВт 3000об/мин 3081 DRIVE IEK","шт",null,"Гофрокороб",1,1,1,6081.74,5154.0169491525403]
["DRV080-A4-001-1-1530","Эл.Двиг.3ф.АИР 80A4 380В 1,1кВт 1500об/мин 3081 DRIVE IEK","шт",null,"Гофрокороб",1,1,1,6126.97,5192.3474576271101,null,null,"Выгодный курс",5514.27,4673.1101694915196,null,null,"2018-01-24"]
["DRV080-A6-000-7-1030","Эл.Двиг.3ф.АИР 80A6 380В 0,75кВт 1000об/мин 3081 DRIVE IEK","шт",null,"Гофрокороб",1,1,1,6073.53,5147.0593220338897,null,null,"Выгодный курс",5466.17,4632.3474576271101,null,null,"2018-01-24"]
["DRV080-A8-000-4-0730","Эл.Двиг.3ф.АИР 80A8 380В 0,37кВт 750об/мин 3081 DRIVE IEK","шт","Заказная","Гофрокороб",1,1,1,8070.56,6839.4576271186397]
["DRV080-B2-002-2-3030","Эл.Двиг.3ф.АИР 80B2 380В 2,2кВт 3000об/мин 3081 DRIVE IEK","шт",null,"Гофрокороб",1,1,1,6634.68,5622.6101694915196]
["DRV080-B4-001-5-1530","Эл.Двиг.3ф.АИР 80B4 380В 1,5кВт 1500об/мин 3081 DRIVE IEK","шт",null,"Гофрокороб",1,1,1,6502.12,5510.2711864406701]
["DRV080-B6-001-1-1030","Эл.Двиг.3ф.АИР 80B6 380В 1,1кВт 1000об/мин 3081 DRIVE IEK","шт",null,"Гофрокороб",1,1,1,7167.91,6074.5,null,null,"Выгодный курс",6451.12,5467.05084745762,null,null,"2018-01-24"]
["DRV080-B8-000-5-0730","Эл.Двиг.3ф.АИР 80B8 380В 0,55кВт 750об/мин 3081 DRIVE IEK","шт","Заказная","Гофрокороб",1,1,1,8152.07,6908.5338983050797]
["DRV090-B8-001-1-0730","Эл.Двиг.3ф.АИР 90LB8 380В 1,1кВт 750об/мин 3081 DRIVE IEK","шт","Заказная","Гофрокороб",1,1,1,11417.74,9676.05084745762]
["DRV090-L2-003-0-3030","Эл.Двиг.3ф.АИР 90L2 380В 3кВт 3000об/мин 3081 DRIVE IEK","шт",null,"Гофрокороб",1,1,1,8358.98,7083.8813559321998,null,null,"Выгодный курс",7523.08,6375.4915254237203,null,null,"2018-01-24"]
["DRV090-L4-002-2-1530","Эл.Двиг.3ф.АИР 90L4 380В 2,2кВт 1500об/мин 3081 DRIVE IEK","шт",null,"Гофрокороб",1,1,1,8029.79,6804.9067796610098,null,null,"Выгодный курс",7226.82,6124.42372881355,null,null,"2018-01-24"]
["DRV090-L6-001-5-1030","Эл.Двиг.3ф.АИР 90L6 380В 1,5кВт 1000об/мин 3081 DRIVE IEK","шт",null,"Гофрокороб",1,1,1,8527.9500000000007,7227.07627118644,null,null,"Выгодный курс",7675.16,6504.3728813559301,null,null,"2018-01-24"]
["DRV090-L8-000-7-0730","Эл.Двиг.3ф.АИР 90LA8 380В 0,75кВт 750об/мин 3081 DRIVE IEK","шт",null,"Гофрокороб",1,1,1,11303.57,9579.2966101694892,null,null,"Выгодный курс",10173.219999999999,8621.3728813559301,null,null,"2018-01-24"]
["DRV100-L2-005-5-3030","Эл.Двиг.3ф.АИР 100L2 380В 5,5кВт 3000об/мин 3081 DRIVE IEK","шт",null,"Гофрокороб",1,1,1,11570.35,9805.3813559322007]
["DRV100-L4-004-0-1530","Эл.Двиг.3ф.АИР 100L4 380В 4кВт 1500об/мин 3081 DRIVE IEK","шт",null,"Гофрокороб",1,1,1,11512.72,9756.5423728813494]
["DRV100-L6-002-2-1030","Эл.Двиг.3ф.АИР 100L6 380В 2,2кВт 1000об/мин 3081 DRIVE IEK","шт",null,"Гофрокороб",1,1,1,11148.66,9448.0169491525394,null,null,"Выгодный курс",10033.799999999999,8503.2203389830502,null,null,"2018-01-24"]
["DRV100-L8-001-5-0730","Эл.Двиг.3ф.АИР 100L8 380В 1,5кВт 750об/мин 3081 DRIVE IEK","шт","Заказная","Гофрокороб",1,1,1,11570.35,9805.3813559322007]
["DRV100-S2-004-0-3030","Эл.Двиг.3ф.АИР 100S2 380В 4кВт 3000об/мин 3081 DRIVE IEK","шт",null,"Гофрокороб",1,1,1,10626.01,9005.0932203389802]
["DRV100-S4-003-0-1530","Эл.Двиг.3ф.АИР 100S4 380В 3кВт 1500об/мин 3081 DRIVE IEK","шт",null,"Гофрокороб",1,1,1,10352.9,8773.6440677966093]
["DRV112-B6-004-0-1030","Эл.Двиг.3ф.АИР 112MB6 380В 4кВт 1000об/мин 3081 DRIVE IEK","шт",null,"Ящик",1,1,1,15702.24,13306.98305084745,null,null,"Выгодный курс",14132.01,11976.279661016941,null,null,"2018-01-24"]
["DRV112-B8-003-0-0730","Эл.Двиг.3ф.АИР 112MB8 380В 3кВт 750об/мин 3081 DRIVE IEK","шт","Заказная","Ящик",1,1,1,15998.53,13558.076271186441]
["DRV112-M2-007-5-3030","Эл.Двиг.3ф.АИР 112M2 380В 7,5кВт 3000об/мин 3081 DRIVE IEK","шт",null,"Ящик",1,1,1,16513.63,13994.601694915251,null,null,"Выгодный курс",14862.27,12595.144067796609,null,null,"2018-01-24"]
["DRV112-M4-005-5-1530","Эл.Двиг.3ф.АИР 112M4 380В 5,5кВт 1500об/мин 3081 DRIVE IEK","шт",null,"Ящик",1,1,1,15998.53,13558.076271186441,null,null,"Выгодный курс",14398.68,12202.27118644067,null,null,"2018-01-24"]
["DRV112-M6-003-0-1030","Эл.Двиг.3ф.АИР 112MA6 380В 3кВт 1000об/мин 3081 DRIVE IEK","шт","Заказная","Ящик",1,1,1,15420.98,13068.627118644061]
["DRV112-M8-002-2-0730","Эл.Двиг.3ф.АИР 112MA8 380В 2,2кВт 750об/мин 3081 DRIVE IEK","шт","Заказная","Ящик",1,1,1,17117.580000000002,14506.42372881355]
["DRV132-M2-011-0-3030","Эл.Двиг.3ф.АИР 132M2 380В 11кВт 3000об/мин 3081 DRIVE IEK","шт",null,"Ящик",1,1,1,21375.35,18114.703389830502,null,null,"Выгодный курс",19237.810000000001,16303.228813559321,null,null,"2018-01-24"]
["DRV132-M4-011-0-1530","Эл.Двиг.3ф.АИР 132M4 380В 11кВт 1500об/мин 3081 DRIVE IEK","шт",null,"Ящик",1,1,1,23913.66,20265.813559322029,null,null,"Выгодный курс",21522.29,18239.228813559319,null,null,"2018-01-24"]
["DRV132-M6-007-5-1030","Эл.Двиг.3ф.АИР 132M6 380В 7,5кВт 1000об/мин 3081 DRIVE IEK","шт","Заказная","Ящик",1,1,1,24899.55,21101.313559322029]
["DRV132-M8-005-5-0730","Эл.Двиг.3ф.АИР 132M8 380В 5,5кВт 750об/мин 3081 DRIVE IEK","шт","Заказная","Ящик",1,1,1,25753.21,21824.754237288129]
["DRV132-S4-007-5-1530","Эл.Двиг.3ф.АИР 132S4 380В 7,5кВт 1500об/мин 3081 DRIVE IEK","шт",null,"Ящик",1,1,1,21300.2,18051.016949152541,null,null,"Выгодный курс",19170.189999999999,16245.92372881355,null,null,"2018-01-24"]
["DRV132-S6-005-5-1030","Эл.Двиг.3ф.АИР 132S6 380В 5,5кВт 1000об/мин 3081 DRIVE IEK","шт","Заказная","Ящик",1,1,1,20735.240000000002,17572.237288135591]
["DRV132-S8-004-0-0730","Эл.Двиг.3ф.АИР 132S8 380В 4кВт 750об/мин 3081 DRIVE IEK","шт","Заказная","Ящик",1,1,1,20079.22,17016.288135593219]
["11.01.01.01.04. Общепромышленные IM1081 (лапы) ONI"]
["ONR056-B4-000-2-1510","Эл.Двиг.3ф.АИР 56B4 380В 0,18кВт 1500об/мин 1081 серии ONI","шт",null,null,null,1,1,3140.15,2661.1440677966102,2826.1350000000002,2395.0296610169494]
["ONR063-A2-000-4-3010","Эл.Двиг.3ф.АИР 63A2 380В 0,37кВт 3000об/мин 1081 серии ONI","шт",null,null,null,1,1,3615.71,3064.1610169491501,3254.1390000000001,2757.7449152542372]
["ONR063-A4-000-3-1510","Эл.Двиг.3ф.АИР 63A4 380В 0,25кВт 1500об/мин 1081 серии ONI","шт",null,null,null,1,1,3724.15,3156.0593220338901,3351.7350000000001,2840.4533898305085]
["ONR063-B2-000-5-3010","Эл.Двиг.3ф.АИР 63B2 380В 0,55кВт 3000об/мин 1081 серии ONI","шт",null,null,null,1,1,3753.14,3180.6271186440599,3377.826,2862.5644067796611]
["ONR063-B4-000-4-1510","Эл.Двиг.3ф.АИР 63B4 380В 0,37кВт 1500об/мин 1081 серии ONI","шт",null,null,null,1,1,3827.39,3243.55084745762,3444.6509999999998,2919.1957627118645]
["ONR071-A4-000-5-1510","Эл.Двиг.3ф.АИР 71A4 380В 0,55кВт 1500об/мин 1081 серии ONI","шт",null,null,null,1,1,4541.3599999999997,3848.6101694915201,4087.2240000000002,3463.7491525423729]
["ONR071-B4-000-7-1510","Эл.Двиг.3ф.АИР 71B4 380В 0,75кВт 1500об/мин 1081 серии ONI","шт",null,null,null,1,1,4706.51,3988.5677966101598,4235.8590000000004,3589.7110169491525]
["ONR080-A4-001-1-1510","Эл.Двиг.3ф.АИР 80A4 380В 1,1кВт 1500об/мин 1081 серии ONI","шт",null,null,null,1,1,6127.99,5193.2118644067696,5515.1909999999998,4673.890677966102]
["ONR080-B4-001-5-1510","Эл.Двиг.3ф.АИР 80B4 380В 1,5кВт 1500об/мин 1081 серии ONI","шт",null,null,null,1,1,6503.13,5511.1271186440599,5852.817,4960.0144067796609]
["ONR090-L4-002-2-1510","Эл.Двиг.3ф.АИР 90L4 380В 2,2кВт 1500об/мин 1081 серии ONI","шт",null,null,null,1,1,8030.82,6805.7796610169398,7227.7380000000003,6125.2016949152539]
["ONR100-L2-005-5-3010","Эл.Двиг.3ф.АИР 100L2 380В 5,5кВт 3000об/мин 1081 серии ONI","шт",null,null,null,1,1,11683.03,9900.8728813559301,10514.727000000001,8910.7855932203383]
["ONR100-L4-004-0-1510","Эл.Двиг.3ф.АИР 100L4 380В 4кВт 1500об/мин 1081 серии ONI","шт",null,null,null,1,1,11513.72,9757.3898305084695,10362.348,8781.6508474576276]
["ONR100-S4-003-0-1510","Эл.Двиг.3ф.АИР 100S4 380В 3кВт 1500об/мин 1081 серии ONI","шт",null,null,null,1,1,10353.93,8774.5169491525394,9318.5370000000003,7897.0652542372882]
["ONR112-M4-005-5-1510","Эл.Двиг.3ф.АИР 112M4 380В 5,5кВт 1500об/мин 1081 серии ONI","шт",null,null,null,1,1,15999.54,13558.93220338983,14399.585999999999,12203.038983050847]
["ONR132-M4-011-0-1510","Эл.Двиг.3ф.АИР 132M4 380В 11кВт 1500об/мин 1081 серии ONI","шт",null,null,null,1,1,23914.68,20266.677966101692,21523.212,18240.010169491525]
["ONR132-S4-007-5-1510","Эл.Двиг.3ф.АИР 132S4 380В 7,5кВт 1500об/мин 1081 серии ONI","шт",null,null,null,1,1,21301.22,18051.881355932201,19171.098000000002,16246.693220338982]
["11.01.01.01.05. Общепромышленные IM2081 (лапы + фланец) ONI"]
["ONR056-B4-000-2-1520","Эл.Двиг.3ф.АИР 56B4 380В 0,18кВт 1500об/мин 2081 серии ONI","шт",null,null,null,1,1,3461.9,2933.81355932203,3115.71,2640.4322033898306]
["ONR063-A2-000-4-3020","Эл.Двиг.3ф.АИР 63A2 380В 0,37кВт 3000об/мин 2081 серии ONI","шт",null,null,null,1,1,3796.43,3217.31355932203,3416.7869999999998,2895.5822033898303]
["ONR063-B4-000-4-1520","Эл.Двиг.3ф.АИР 63B4 380В 0,37кВт 1500об/мин 2081 серии ONI","шт",null,null,null,1,1,4219.59,3575.92372881355,3797.6309999999999,3218.3313559322032]
["ONR071-A4-000-5-1520","Эл.Двиг.3ф.АИР 71A4 380В 0,55кВт 1500об/мин 2081 серии ONI","шт",null,null,null,1,1,4781.0200000000004,4051.71186440677,4302.9179999999997,3646.5406779661016]
["ONR071-B2-001-1-3020","Эл.Двиг.3ф.АИР 71B2 380В 1,1кВт 3000об/мин 2081 серии ONI","шт",null,null,null,1,1,4913.26,4163.7796610169398,4421.9340000000002,3747.4016949152542]
["ONR071-B4-000-7-1520","Эл.Двиг.3ф.АИР 71B4 380В 0,75кВт 1500об/мин 2081 серии ONI","шт",null,null,null,1,1,5188.84,4397.3220338983001,4669.9560000000001,3957.5898305084747]
["ONR080-A2-001-5-3020","Эл.Двиг.3ф.АИР 80A2 380В 1,5кВт 3000об/мин 2081 серии ONI","шт",null,null,null,1,1,6386.86,5412.5932203389802,5748.174,4871.3338983050844]
["ONR080-A4-001-1-1520","Эл.Двиг.3ф.АИР 80A4 380В 1,1кВт 1500об/мин 2081 серии ONI","шт",null,null,null,1,1,6434.34,5452.8305084745698,5790.9059999999999,4907.547457627119]
["ONR080-B2-002-2-3020","Эл.Двиг.3ф.АИР 80B2 380В 2,2кВт 3000об/мин 2081 серии ONI","шт",null,null,null,1,1,6967.43,5904.6016949152499,6270.6869999999999,5314.141525423729]
["ONR080-B4-001-5-1520","Эл.Двиг.3ф.АИР 80B4 380В 1,5кВт 1500об/мин 2081 серии ONI","шт",null,null,null,1,1,6828.25,5786.6525423728799,6145.4250000000002,5207.9872881355932]
["ONR090-L4-002-2-1520","Эл.Двиг.3ф.АИР 90L4 380В 2,2кВт 1500об/мин 2081 серии ONI","шт",null,null,null,1,1,8401.02,7119.5084745762697,7560.9179999999997,6407.5576271186437]
["ONR100-L4-004-0-1520","Эл.Двиг.3ф.АИР 100L4 380В 4кВт 1500об/мин 2081 серии ONI","шт",null,null,null,1,1,12101.02,10255.101694915251,10890.918,9229.5915254237279]
["ONR100-S2-004-0-3020","Эл.Двиг.3ф.АИР 100S2 380В 4кВт 3000об/мин 2081 серии ONI","шт",null,null,null,1,1,11158.33,9456.2118644067705,10042.496999999999,8510.5906779661018]
["ONR100-S4-003-0-1520","Эл.Двиг.3ф.АИР 100S4 380В 3кВт 1500об/мин 2081 серии ONI","шт",null,null,null,1,1,10871.58,9213.2033898304999,9784.4220000000005,8291.8830508474584]
["ONR112-M2-007-5-3020","Эл.Двиг.3ф.АИР 112M2 380В 7,5кВт 3000об/мин 2081 серии ONI","шт",null,null,null,1,1,17340.34,14695.2033898305,15606.306,13225.683050847458]
["ONR112-M4-005-5-1520","Эл.Двиг.3ф.АИР 112M4 380В 5,5кВт 1500об/мин 2081 серии ONI","шт",null,null,null,1,1,16799.48,14236.847457627109,15119.531999999999,12813.162711864406]
["ONR132-S4-007-5-1520","Эл.Двиг.3ф.АИР 132S4 380В 7,5кВт 1500об/мин 2081 серии ONI","шт",null,null,null,1,1,22366.22,18954.423728813548,20129.598000000002,17058.981355932203]
["11.01.01.02.01. Общепромышленные однофазные электродвигатели IM1081 (лапы)"]
["ONP071-B2-000-8-3010","Эл.Двиг.1ф.АИР2Е 71B2 220В 0,75кВт 3000об/мин 1081 серии ONI","шт",null,null,null,1,1,5901.03,5000.8728813559301,5310.9269999999997,4500.7855932203393]
["ONP071-B4-000-6-1510","Эл.Двиг.1ф.АИР2Е 71B4 220В 0,55кВт 1500об/мин 1081 серии ONI","шт",null,null,null,1,1,6019.03,5100.8728813559301,5417.1270000000004,4590.7855932203393]
["ONP071-C2-001-1-3010","Эл.Двиг.1ф.АИР2Е 71C2 220В 1,1кВт 3000об/мин 1081 серии ONI","шт",null,null,null,1,1,6255.03,5300.8728813559301,5629.527,4770.7855932203393]
["ONP071-C4-000-8-1510","Эл.Двиг.1ф.АИР2Е 71C4 220В 0,75кВт 1500об/мин 1081 серии ONI","шт",null,null,null,1,1,6373.03,5400.8728813559301,5735.7269999999999,4860.7855932203393]
["ONP080-B2-001-5-3010","Эл.Двиг.1ф.АИР2Е 80B2 220В 1,5кВт 3000об/мин 1081 серии ONI","шт",null,null,null,1,1,7081.03,6000.8728813559301,6372.9269999999997,5400.7855932203393]
["ONP080-B4-001-1-1510","Эл.Двиг.1ф.АИР2Е 80B4 220В 1,1кВт 1500об/мин 1081 серии ONI","шт",null,null,null,1,1,7199.03,6100.8728813559301,6479.1270000000004,5490.7855932203393]
["ONP080-C2-002-2-3010","Эл.Двиг.1ф.АИР2Е 80C2 220В 2,2кВт 3000об/мин 1081 серии ONI","шт",null,null,null,1,1,8143.03,6900.8728813559301,7328.7269999999999,6210.7855932203393]
["ONP080-C4-001-5-1510","Эл.Двиг.1ф.АИР2Е 80C4 220В 1,5кВт 1500об/мин 1081 серии ONI","шт",null,null,null,1,1,8497.0300000000007,7200.8728813559301,7647.3270000000002,6480.7855932203393]
["SPH071-B2-000-8-3010","Эл.Двиг.1ф.АИРЕ 71B2 220В 0,75кВт 3000об/мин 1081 DRIVE IEK","шт",null,null,1,1,1,3428.76,2905.7288135593199]
["SPH071-B4-000-6-1510","Эл.Двиг.1ф.АИРЕ 71B4 220В 0,55кВт 1500об/мин 1081 DRIVE IEK","шт",null,null,1,1,1,3428.76,2905.7288135593199]
["SPH071-C2-001-1-3010","Эл.Двиг.1ф.АИРЕ 71C2 220В 1,1кВт 3000об/мин 1081 DRIVE IEK","шт",null,"Гофрокороб",1,1,1,3750.21,3178.1440677966102]
["SPH080-B2-001-5-3010","Эл.Двиг.1ф.АИРЕ 80B2 220В 1,5кВт 3000об/мин 1081 DRIVE IEK","шт",null,null,1,1,1,4746.59,4022.5338983050801]
["SPH080-B4-001-1-1510","Эл.Двиг.1ф.АИРЕ 80B4 220В 1,1кВт 1500об/мин 1081 DRIVE IEK","шт",null,null,1,1,1,4746.59,4022.5338983050801]
["SPH080-C2-002-2-3010","Эл.Двиг.1ф.АИРЕ 80C2 220В 2,2кВт 3000об/мин 1081 DRIVE IEK","шт",null,null,1,1,1,5475.09,4639.9067796610098]
["11.01.01.02.02. Общепромышленные однофазные электродвигатели IM2081 (лапы + фланец)"]
["ONP071-B2-000-8-3020","Эл.Двиг.1ф.АИР2Е 71B2 220В 0,75кВт 3000об/мин 2081 серии ONI","шт",null,null,null,1,1,6196.03,5250.8728813559301,5576.4269999999997,4725.7855932203393]
["ONP071-B4-000-6-1520","Эл.Двиг.1ф.АИР2Е 71B4 220В 0,55кВт 1500об/мин 2081 серии ONI","шт",null,null,null,1,1,6319.93,5355.8728813559301,5687.9369999999999,4820.2855932203393]
["ONP071-C2-001-1-3020","Эл.Двиг.1ф.АИР2Е 71C2 220В 1,1кВт 3000об/мин 2081 серии ONI","шт",null,null,null,1,1,6567.73,5565.8728813559301,5910.9570000000003,5009.2855932203393]
["ONP071-C4-000-8-1520","Эл.Двиг.1ф.АИР2Е 71C4 220В 0,75кВт 1500об/мин 2081 серии ONI","шт",null,null,null,1,1,6691.63,5670.8728813559301,6022.4669999999996,5103.7855932203393]
["ONP080-B2-001-5-3020","Эл.Двиг.1ф.АИР2Е 80B2 220В 1,5кВт 3000об/мин 2081 серии ONI","шт",null,null,null,1,1,7435.03,6300.8728813559301,6691.527,5670.7855932203393]
["ONP080-B4-001-1-1520","Эл.Двиг.1ф.АИР2Е 80B4 220В 1,1кВт 1500об/мин 2081 серии ONI","шт",null,null,null,1,1,7558.93,6405.8728813559301,6803.0370000000003,5765.2855932203393]
["ONP080-C2-002-2-3020","Эл.Двиг.1ф.АИР2Е 80C2 220В 2,2кВт 3000об/мин 2081 серии ONI","шт",null,null,null,1,1,8550.1299999999992,7245.8728813559301,7695.1170000000002,6521.2855932203393]
["ONP080-C4-001-5-1520","Эл.Двиг.1ф.АИР2Е 80C4 220В 1,5кВт 1500об/мин 2081 серии ONI","шт",null,null,null,1,1,8921.83,7560.8728813559301,8029.6469999999999,6804.7855932203393]
["11.01.01.04.01. Общепромышленные АИС IM1081 (лапы) IEK"]
["AIS056-A2-000-1-3010","Эл.Двиг.3ф.АИС 56А2 380В 0,09кВт 3000об/мин 1081 DRIVE IEK","шт",null,"Гофрокороб",1,1,1,3190,2703.3898305084699]
["AIS056-A4-000-1-1510","Эл.Двиг.3ф.АИС 56А4 380В 0,06кВт 1500об/мин 1081 DRIVE IEK","шт",null,"Гофрокороб",1,1,1,3190,2703.3898305084699]
["AIS056-B2-000-1-3010","Эл.Двиг.3ф.АИС 56B2 380В 0,12кВт 3000об/мин 1081 DRIVE IEK","шт",null,"Гофрокороб",1,1,1,3190,2703.3898305084699]
["AIS056-B4-000-1-1510","Эл.Двиг.3ф.АИС 56B4 380В 0,09кВт 1500об/мин 1081 DRIVE IEK","шт",null,"Гофрокороб",1,1,1,3190,2703.3898305084699,null,null,"Выгодный курс",2871,2433.05084745762,null,null,"2018-01-24"]
["AIS056-C4-000-1-1510","Эл.Двиг.3ф.АИС 56C4 380В 0,12кВт 1500об/мин 1081 DRIVE IEK","шт",null,"Гофрокороб",1,1,1,3190,2703.3898305084699]
["AIS063-A2-000-2-3010","Эл.Двиг.3ф.АИС 63A2 380В 0,18кВт 3000об/мин 1081 DRIVE IEK","шт",null,"Гофрокороб",1,1,1,3690,3127.1186440677898]
["AIS063-A4-000-1-1510","Эл.Двиг.3ф.АИС 63A4 380В 0,12кВт 1500об/мин 1081 DRIVE IEK","шт",null,"Гофрокороб",1,1,1,3690,3127.1186440677898]
["AIS063-B2-000-3-3010","Эл.Двиг.3ф.АИС 63B2 380В 0,25кВт 3000об/мин 1081 DRIVE IEK","шт",null,"Гофрокороб",1,1,1,3690,3127.1186440677898]
["AIS063-B4-000-2-1510","Эл.Двиг.3ф.АИС 63B4 380В 0,18кВт 1500об/мин 1081 DRIVE IEK","шт",null,"Гофрокороб",1,1,1,3690,3127.1186440677898,null,null,"Выгодный курс",3321,2814.4067796610102,null,null,"2018-01-24"]
["AIS063-C2-000-4-3010","Эл.Двиг.3ф.АИС 63C2 380В 0,37кВт 3000об/мин 1081 DRIVE IEK","шт",null,"Гофрокороб",1,1,1,3690,3127.1186440677898]
["AIS063-C4-000-3-1510","Эл.Двиг.3ф.АИС 63C4 380В 0,25кВт 1500об/мин 1081 DRIVE IEK","шт",null,"Гофрокороб",1,1,1,3690,3127.1186440677898]
["AIS071-A2-000-4-3010","Эл.Двиг.3ф.АИС 71А2 380В 0,37кВт 3000об/мин 1081 DRIVE IEK","шт",null,"Гофрокороб",1,1,1,4450,3771.18644067796]
["AIS071-A4-000-3-1510","Эл.Двиг.3ф.АИС 71A4 380В 0,25кВт 1500об/мин 1081 DRIVE IEK","шт",null,"Гофрокороб",1,1,1,4450,3771.18644067796]
["AIS071-A6-000-2-1010","Эл.Двиг.3ф.АИС 71A6 380В 0,18кВт 1000об/мин 1081 DRIVE IEK","шт",null,"Гофрокороб",1,1,1,4450,3771.18644067796]
["AIS071-B2-000-6-3010","Эл.Двиг.3ф.АИС 71B2 380В 0,55кВт 3000об/мин 1081 DRIVE IEK","шт","Заказная","Гофрокороб",1,1,1,4590,3889.8305084745698,null,null,"Выгодный курс",4131,3500.8474576271101,null,null,"2018-01-24"]
["AIS071-B4-000-4-1510","Эл.Двиг.3ф.АИС 71B4 380В 0,37кВт 1500об/мин 1081 DRIVE IEK","шт",null,"Гофрокороб",1,1,1,4590,3889.8305084745698]
["AIS071-B6-000-3-1010","Эл.Двиг.3ф.АИС 71B6 380В 0,25кВт 1000об/мин 1081 DRIVE IEK","шт",null,"Гофрокороб",1,1,1,4790,4059.3220338983001]
["AIS071-C2-000-8-3010","Эл.Двиг.3ф.АИС 71C2 380В 0,75кВт 3000об/мин 1081 DRIVE IEK","шт",null,"Гофрокороб",1,1,1,4790,4059.3220338983001]
["AIS071-C4-000-6-1510","Эл.Двиг.3ф.АИС 71C4 380В 0,55кВт 1500об/мин 1081 DRIVE IEK","шт",null,"Гофрокороб",1,1,1,4790,4059.3220338983001]
["AIS071-C6-000-4-1010","Эл.Двиг.3ф.АИС 71C6 380В 0,37кВт 1000об/мин 1081 DRIVE IEK","шт",null,"Гофрокороб",1,1,1,4850,4110.1694915254202]
["AIS080-A2-000-8-3010","Эл.Двиг.3ф.АИС 80А2 380В 0,75кВт 3000об/мин 1081 DRIVE IEK","шт",null,"Гофрокороб",1,1,1,5950,5042.3728813559301]
["AIS080-A4-000-6-1510","Эл.Двиг.3ф.АИС 80A4 380В 0,55кВт 1500об/мин 1081 DRIVE IEK","шт",null,"Гофрокороб",1,1,1,5850,4957.6271186440599]
["AIS080-A6-000-4-1010","Эл.Двиг.3ф.АИС 80A6 380В 0,37кВт 1000об/мин 1081 DRIVE IEK","шт",null,"Гофрокороб",1,1,1,5850,4957.6271186440599]
["AIS080-A8-000-2-0710","Эл.Двиг.3ф.АИС 80A8 380В 0,18кВт 750об/мин 1081 DRIVE IEK","шт","Заказная","Гофрокороб",1,1,1,6150.01,5211.8728813559301]
["AIS080-B2-001-1-3010","Эл.Двиг.3ф.АИС 80B2 380В 1,1кВт 3000об/мин 1081 DRIVE IEK","шт",null,"Гофрокороб",1,1,1,6190,5245.7627118644004]
["AIS080-B4-000-8-1510","Эл.Двиг.3ф.АИС 80B4 380В 0,75кВт 1500об/мин 1081 DRIVE IEK","шт",null,"Гофрокороб",1,1,1,6190,5245.7627118644004]
["AIS080-B6-000-6-1010","Эл.Двиг.3ф.АИС 80B6 380В 0,55кВт 1000об/мин 1081 DRIVE IEK","шт",null,"Гофрокороб",1,1,1,6190,5245.7627118644004,null,null,"Выгодный курс",5571,4721.1864406779596,null,null,"2018-01-24"]
["AIS080-B8-000-3-0710","Эл.Двиг.3ф.АИС 80B8 380В 0,25кВт 750об/мин 1081 DRIVE IEK","шт","Заказная","Гофрокороб",1,1,1,6190,5245.7627118644004]
["AIS080-C2-001-5-3010","Эл.Двиг.3ф.АИС 80C2 380В 1,5кВт 3000об/мин 1081 DRIVE IEK","шт",null,"Гофрокороб",1,1,1,6650,5635.5932203389802]
["AIS080-C4-001-1-1510","Эл.Двиг.3ф.АИС 80C4 380В 1,1кВт 1500об/мин 1081 DRIVE IEK","шт",null,"Гофрокороб",1,1,1,6650,5635.5932203389802]
["AIS080-C6-000-8-1010","Эл.Двиг.3ф.АИС 80C6 380В 0,75кВт 1000об/мин 1081 DRIVE IEK","шт",null,"Гофрокороб",1,1,1,6650,5635.5932203389802]
["AIS090-B2-003-0-3010","Эл.Двиг.3ф.АИС 90LB2 380В 3кВт 3000об/мин 1081 DRIVE IEK","шт",null,"Гофрокороб",1,1,1,9250,7838.9830508474497]
["AIS090-B4-002-2-1510","Эл.Двиг.3ф.АИС 90LB4 380В 2,2кВт 1500об/мин 1081 DRIVE IEK","шт",null,"Гофрокороб",1,1,1,9250,7838.9830508474497]
["AIS090-L2-002-2-3010","Эл.Двиг.3ф.АИС 90L2 380В 2,2кВт 3000об/мин 1081 DRIVE IEK","шт",null,"Гофрокороб",1,1,1,8350,7076.2711864406701,null,null,"Выгодный курс",7515,6368.6440677966102,null,null,"2018-01-24"]
["AIS090-L4-001-5-1510","Эл.Двиг.3ф.АИС 90L4 380В 1,5кВт 1500об/мин 1081 DRIVE IEK","шт",null,"Гофрокороб",1,1,1,8350,7076.2711864406701,null,null,"Выгодный курс",7515,6368.6440677966102,null,null,"2018-01-24"]
["AIS090-L6-001-1-1010","Эл.Двиг.3ф.АИС 90L6 380В 1,1кВт 1000об/мин 1081 DRIVE IEK","шт",null,"Гофрокороб",1,1,1,8850,7500]
["AIS090-L8-001-1-0710","Эл.Двиг.3ф.АИС 90L8 380В 0,55кВт 750об/мин 1081 DRIVE IEK","шт","Заказная","Гофрокороб",1,1,1,8850,7500]
["AIS090-S2-001-5-3010","Эл.Двиг.3ф.АИС 90S2 380В 1,5кВт 3000об/мин 1081 DRIVE IEK","шт",null,"Гофрокороб",1,1,1,7550.01,6398.3135593220304]
["AIS090-S4-001-1-1510","Эл.Двиг.3ф.АИС 90S4 380В 1,1кВт 1500об/мин 1081 DRIVE IEK","шт","Заказная","Гофрокороб",1,1,1,7550.01,6398.3135593220304,null,null,"Выгодный курс",6795.01,5758.4830508474497,null,null,"2018-01-24"]
["AIS090-S6-000-8-1010","Эл.Двиг.3ф.АИС 90S6 380В 0,75кВт 1000об/мин 1081 DRIVE IEK","шт",null,"Гофрокороб",1,1,1,7950,6737.2881355932204]
["AIS090-S8-000-8-0710","Эл.Двиг.3ф.АИС 90S8 380В 0,37кВт 750об/мин 1081 DRIVE IEK","шт","Заказная","Гофрокороб",1,1,1,8150,6906.7796610169398]
["AIS100-B2-004-0-3010","Эл.Двиг.3ф.АИС 100LB2 380В 4кВт 3000об/мин 1081 DRIVE IEK","шт",null,"Гофрокороб",1,1,1,12300,10423.728813559321]
["AIS100-B4-003-0-1510","Эл.Двиг.3ф.АИС 100LB4 380В 3кВт 1500об/мин 1081 DRIVE IEK","шт",null,"Гофрокороб",1,1,1,12300,10423.728813559321,null,null,"Выгодный курс",11070,9381.3559322033798,null,null,"2018-01-24"]
["AIS100-B8-001-1-0710","Эл.Двиг.3ф.АИС 100LB8 380В 1,1кВт 750об/мин 1081 DRIVE IEK","шт","Заказная","Гофрокороб",1,1,1,12300,10423.728813559321]
["AIS100-C4-004-0-1510","Эл.Двиг.3ф.АИС 100LC4 380В 4кВт 1500об/мин 1081 DRIVE IEK","шт",null,"Гофрокороб",1,1,1,13550,11483.05084745762]
["AIS100-L2-003-0-3010","Эл.Двиг.3ф.АИС 100L2 380В 3кВт 3000об/мин 1081 DRIVE IEK","шт","Заказная","Гофрокороб",1,1,1,11850,10042.37288135593,null,null,"Выгодный курс",10665.01,9038.1440677966093,null,null,"2018-01-24"]
["AIS100-L4-002-2-1510","Эл.Двиг.3ф.АИС 100L4 380В 2,2кВт 1500об/мин 1081 DRIVE IEK","шт","Заказная","Гофрокороб",1,1,1,11850,10042.37288135593,null,null,"Выгодный курс",10665.01,9038.1440677966093,null,null,"2018-01-24"]
["AIS100-L6-001-5-1010","Эл.Двиг.3ф.АИС 100L6 380В 1,5кВт 1000об/мин 1081 DRIVE IEK","шт",null,"Гофрокороб",1,1,1,11650,9872.8813559322007]
["AIS100-L8-000-8-0710","Эл.Двиг.3ф.АИС 100L8 380В 0,75кВт 750об/мин 1081 DRIVE IEK","шт","Заказная","Гофрокороб",1,1,1,11650,9872.8813559322007]
["AIS112-L2-005-5-3010","Эл.Двиг.3ф.АИС 112L2 380В 5,5кВт 3000об/мин 1081 DRIVE IEK","шт",null,"Ящик",1,1,1,15750,13347.45762711864]
["AIS112-L4-005-5-1510","Эл.Двиг.3ф.АИС 112L4 380В 5,5кВт 1500об/мин 1081 DRIVE IEK","шт",null,"Ящик",1,1,1,16600,14067.796610169489]
["AIS112-M2-004-0-3010","Эл.Двиг.3ф.АИС 112M2 380В 4кВт 3000об/мин 1081 DRIVE IEK","шт",null,"Ящик",1,1,1,14450,12245.7627118644,null,null,"Выгодный курс",13005,11021.18644067796,null,null,"2018-01-24"]
["AIS112-M4-004-0-1510","Эл.Двиг.3ф.АИС 112M4 380В 4кВт 1500об/мин 1081 DRIVE IEK","шт",null,"Ящик",1,1,1,14450,12245.7627118644]
["AIS112-M6-002-2-1010","Эл.Двиг.3ф.АИС 112M6 380В 2,2кВт 1000об/мин 1081 DRIVE IEK","шт",null,"Ящик",1,1,1,14450,12245.7627118644]
["AIS112-M8-001-5-0710","Эл.Двиг.3ф.АИС 112M8 380В 1,5кВт 750об/мин 1081 DRIVE IEK","шт","Заказная","Ящик",1,1,1,14450,12245.7627118644]
["AIS132-B2-007-5-3010","Эл.Двиг.3ф.АИС 132SB2 380В 7,5кВт 3000об/мин 1081 DRIVE IEK","шт",null,"Ящик",1,1,1,21100,17881.35593220338,null,null,"Выгодный курс",18990,16093.22033898305,null,null,"2018-01-24"]
["AIS132-B2-011-0-3010","Эл.Двиг.3ф.АИС 132MB2 380В 11кВт 3000об/мин 1081 DRIVE IEK","шт",null,"Ящик",1,1,1,24900.01,21101.703389830502]
["AIS132-B4-009-2-1510","Эл.Двиг.3ф.АИС 132MB4 380В 9,2кВт 1500об/мин 1081 DRIVE IEK","шт",null,"Ящик",1,1,1,24900.01,21101.703389830502]
["AIS132-B6-005-5-1010","Эл.Двиг.3ф.АИС 132MB6 380В 5,5кВт 1000об/мин 1081 DRIVE IEK","шт",null,"Ящик",1,1,1,23900,20254.237288135591]
["AIS132-C4-011-0-1510","Эл.Двиг.3ф.АИС 132MC4 380В 11кВт 1500об/мин 1081 DRIVE IEK","шт",null,"Ящик",1,1,1,26600,22542.372881355928]
["AIS132-M2-009-2-3010","Эл.Двиг.3ф.АИС 132M2 380В 9,2кВт 3000об/мин 1081 DRIVE IEK","шт",null,"Ящик",1,1,1,22900,19406.779661016939]
["AIS132-M4-007-5-1510","Эл.Двиг.3ф.АИС 132M4 380В 7,5кВт 1500об/мин 1081 DRIVE IEK","шт",null,"Ящик",1,1,1,22900,19406.779661016939]
["AIS132-M6-004-0-1010","Эл.Двиг.3ф.АИС 132M6 380В 4кВт 1000об/мин 1081 DRIVE IEK","шт",null,"Ящик",1,1,1,19500,16525.423728813548]
["AIS132-M8-003-0-0710","Эл.Двиг.3ф.АИС 132M8 380В 3кВт 750об/мин 1081 DRIVE IEK","шт","Заказная","Ящик",1,1,1,19500,16525.423728813548]
["AIS132-S2-005-5-3010","Эл.Двиг.3ф.АИС 132S2 380В 5,5кВт 3000об/мин 1081 DRIVE IEK","шт",null,"Ящик",1,1,1,19200,16271.18644067796,null,null,"Выгодный курс",17280,14644.067796610159,null,null,"2018-01-24"]
["AIS132-S4-005-5-1510","Эл.Двиг.3ф.АИС 132S4 380В 5,5кВт 1500об/мин 1081 DRIVE IEK","шт","Заказная","Ящик",1,1,1,19200,16271.18644067796,null,null,"Выгодный курс",17280,14644.067796610159,null,null,"2018-01-24"]
["AIS132-S6-003-0-1010","Эл.Двиг.3ф.АИС 132S6 380В 3кВт 1000об/мин 1081 DRIVE IEK","шт",null,"Ящик",1,1,1,17500,14830.508474576271]
["AIS132-S8-002-2-0710","Эл.Двиг.3ф.АИС 132S8 380В 2,2кВт 750об/мин 1081 DRIVE IEK","шт","Заказная","Ящик",1,1,1,17800.009999999998,15084.754237288131]
["AIS160-B2-015-0-3010","Эл.Двиг.3ф.АИС 160MB2 660В 15кВт 3000об/мин 1081 DRIVE IEK","шт",null,"Ящик",1,1,1,42500,36016.949152542373]
["AIS160-B8-005-5-0710","Эл.Двиг.3ф.АИС 160MB8 660В 5,5кВт 750об/мин 1081 DRIVE IEK","шт","Заказная","Ящик",1,1,1,37500,31779.661016949151]
["AIS160-L2-018-5-3010","Эл.Двиг.3ф.АИС 160L2 660В 18,5кВт 3000об/мин 1081 DRIVE IEK","шт",null,"Ящик",1,1,1,43100,36525.423728813548]
["AIS160-L4-015-0-1510","Эл.Двиг.3ф.АИС 160L4 660В 15кВт 1500об/мин 1081 DRIVE IEK","шт",null,"Ящик",1,1,1,43100,36525.423728813548]
["AIS160-L6-011-0-1010","Эл.Двиг.3ф.АИС 160L6 660В 11кВт 1000об/мин 1081 DRIVE IEK","шт",null,"Ящик",1,1,1,43100,36525.423728813548]
["AIS160-L8-007-5-0710","Эл.Двиг.3ф.АИС 160L8 660В 7,5кВт 750об/мин 1081 DRIVE IEK","шт","Заказная","Ящик",1,1,1,42200,35762.711864406767]
["AIS160-M2-011-0-3010","Эл.Двиг.3ф.АИС 160M2 660В 11кВт 3000об/мин 1081 DRIVE IEK","шт",null,"Ящик",1,1,1,39400,33389.830508474573,null,null,"Выгодный курс",35460,30050.847457627111,null,null,"2018-01-24"]
["AIS160-M4-011-0-1510","Эл.Двиг.3ф.АИС 160M4 660В 11кВт 1500об/мин 1081 DRIVE IEK","шт",null,"Ящик",1,1,1,39400,33389.830508474573]
["AIS160-M6-007-5-1010","Эл.Двиг.3ф.АИС 160M6 660В 7,5кВт 1000об/мин 1081 DRIVE IEK","шт",null,"Ящик",1,1,1,37600,31864.406779661011]
["AIS160-M8-004-0-0710","Эл.Двиг.3ф.АИС 160M8 660В 4кВт 750об/мин 1081 DRIVE IEK","шт","Заказная","Ящик",1,1,1,33400.01,28305.093220338978]
["AIS180-L4-022-0-1510","Эл.Двиг.3ф.АИС 180L4 660В 22кВт 1500об/мин 1081 DRIVE IEK","шт",null,"Ящик",1,1,1,53000,44915.254237288129,null,null,"Выгодный курс",47700,40423.728813559319,null,null,"2018-01-24"]
["AIS180-L6-015-0-1010","Эл.Двиг.3ф.АИС 180L6 660В 15кВт 1000об/мин 1081 DRIVE IEK","шт",null,"Ящик",1,1,1,53000,44915.254237288129]
["AIS180-L8-011-0-0710","Эл.Двиг.3ф.АИС 180L8 660В 11кВт 750об/мин 1081 DRIVE IEK","шт","Заказная","Ящик",1,1,1,51150,43347.457627118638]
["AIS180-M2-022-0-3010","Эл.Двиг.3ф.АИС 180M2 660В 22кВт 3000об/мин 1081 DRIVE IEK","шт",null,"Ящик",1,1,1,53000,44915.254237288129]
["AIS180-M4-018-5-1510","Эл.Двиг.3ф.АИС 180M4 660В 18,5кВт 1500об/мин 1081 DRIVE IEK","шт",null,"Ящик",1,1,1,51500,43644.067796610158]
["AIS200-B2-037-0-3010","Эл.Двиг.3ф.АИС 200LB2 660В 37кВт 3000об/мин 1081 DRIVE IEK","шт",null,"Ящик",1,1,1,71542.429999999993,60629.177966101692]
["AIS200-B6-022-0-1010","Эл.Двиг.3ф.АИС 200LB6 660В 22кВт 1000об/мин 1081 DRIVE IEK","шт",null,"Ящик",1,1,1,64991.26,55077.338983050839]
["AIS200-L2-030-0-3010","Эл.Двиг.3ф.АИС 200L2 660В 30кВт 3000об/мин 1081 DRIVE IEK","шт",null,"Ящик",1,1,1,69700,59067.796610169491]
["AIS200-L4-030-0-1510","Эл.Двиг.3ф.АИС 200L4 660В 30кВт 1500об/мин 1081 DRIVE IEK","шт",null,"Ящик",1,1,1,69700,59067.796610169491]
["AIS200-L6-018-5-1010","Эл.Двиг.3ф.АИС 200L6 660В 18,5кВт 1000об/мин 1081 DRIVE IEK","шт",null,"Ящик",1,1,1,63400,53728.813559322029]
["AIS200-L8-015-0-0710","Эл.Двиг.3ф.АИС 200L8 660В 15кВт 750об/мин 1081 DRIVE IEK","шт","Заказная","Ящик",1,1,1,66800,56610.169491525419]
["AIS225-M2-045-0-3010","Эл.Двиг.3ф.АИС 225M2 660В 45кВт 3000об/мин 1081 DRIVE IEK","шт","Заказная","Ящик",1,1,1,"по запросу"]
["AIS225-M4-045-0-1510","Эл.Двиг.3ф.АИС 225M4 660В 45кВт 1500об/мин 1081 DRIVE IEK","шт","Заказная","Ящик",1,1,1,"по запросу"]
["AIS225-M6-030-0-1010","Эл.Двиг.3ф.АИС 225M6 660В 30кВт 1000об/мин 1081 DRIVE IEK","шт","Заказная","Ящик",1,1,1,"по запросу"]
["AIS225-M8-022-0-0710","Эл.Двиг.3ф.АИС 225M8 660В 22кВт 750об/мин 1081 DRIVE IEK","шт","Заказная","Ящик",1,1,1,"по запросу"]
["AIS225-S4-037-0-1510","Эл.Двиг.3ф.АИС 225S4 660В 37кВт 1500об/мин 1081 DRIVE IEK","шт","Заказная","Ящик",1,1,1,"по запросу"]
["AIS225-S8-018-5-0710","Эл.Двиг.3ф.АИС 225S8 660В 18,5кВт 750об/мин 1081 DRIVE IEK","шт","Заказная","Ящик",1,1,1,"по запросу"]
["AIS250-M2-055-0-3010","Эл.Двиг.3ф.АИС 250M2 660В 55кВт 3000об/мин 1081 DRIVE IEK","шт","Заказная","Ящик",1,1,1,"по запросу"]
["AIS250-M4-055-0-1510","Эл.Двиг.3ф.АИС 250M4 660В 55кВт 1500об/мин 1081 DRIVE IEK","шт","Заказная","Ящик",1,1,1,"по запросу"]
["AIS250-M6-037-0-1010","Эл.Двиг.3ф.АИС 250M6 660В 37кВт 1000об/мин 1081 DRIVE IEK","шт","Заказная","Ящик",1,1,1,"по запросу"]
["AIS250-M8-030-0-0710","Эл.Двиг.3ф.АИС 250M8 660В 30кВт 750об/мин 1081 DRIVE IEK","шт","Заказная","Ящик",1,1,1,"по запросу"]
["AIS280-M2-090-0-3010","Эл.Двиг.3ф.АИС 280M2 660В 90кВт 3000об/мин 1081 DRIVE IEK","шт","Заказная","Ящик",1,1,1,"по запросу"]
["AIS280-M4-090-0-1510","Эл.Двиг.3ф.АИС 280M4 660В 90кВт 1500об/мин 1081 DRIVE IEK","шт","Заказная","Ящик",1,1,1,"по запросу"]
["AIS280-M6-055-0-1010","Эл.Двиг.3ф.АИС 280M6 660В 55кВт 1000об/мин 1081 DRIVE IEK","шт","Заказная","Ящик",1,1,1,"по запросу"]
["AIS280-M8-045-0-0710","Эл.Двиг.3ф.АИС 280M8 660В 45кВт 750об/мин 1081 DRIVE IEK","шт","Заказная","Ящик",1,1,1,"по запросу"]
["AIS280-S2-075-0-3010","Эл.Двиг.3ф.АИС 280S2 660В 75кВт 3000об/мин 1081 DRIVE IEK","шт","Заказная","Ящик",1,1,1,"по запросу"]
["AIS280-S4-075-0-1510","Эл.Двиг.3ф.АИС 280S4 660В 75кВт 1500об/мин 1081 DRIVE IEK","шт","Заказная","Ящик",1,1,1,"по запросу"]
["AIS280-S6-045-0-1010","Эл.Двиг.3ф.АИС 280S6 660В 45кВт 1000об/мин 1081 DRIVE IEK","шт","Заказная","Ящик",1,1,1,"по запросу"]
["AIS315-B2-200-0-3010","Эл.Двиг.3ф.АИС 315LB2 660В 200кВт 3000об/мин 1081 DRIVE IEK","шт","Заказная","Ящик",1,1,1,"по запросу"]
["AIS315-B4-200-0-1510","Эл.Двиг.3ф.АИС 315LB4 660В 200кВт 1500об/мин 1081 DRIVE IEK","шт","Заказная","Ящик",1,1,1,"по запросу"]
["AIS315-B6-132-0-1010","Эл.Двиг.3ф.АИС 315LB6 660В 132кВт 1000об/мин 1081 DRIVE IEK","шт","Заказная","Ящик",1,1,1,"по запросу"]
["AIS315-L2-160-0-3010","Эл.Двиг.3ф.АИС 315L2 660В 160кВт 3000об/мин 1081 DRIVE IEK","шт","Заказная","Ящик",1,1,1,"по запросу"]
["AIS315-L4-160-0-1510","Эл.Двиг.3ф.АИС 315L4 660В 160кВт 1500об/мин 1081 DRIVE IEK","шт","Заказная","Ящик",1,1,1,"по запросу"]
["AIS315-L6-110-0-1010","Эл.Двиг.3ф.АИС 315L6 660В 110кВт 1000об/мин 1081 DRIVE IEK","шт","Заказная","Ящик",1,1,1,"по запросу"]
["AIS315-M2-132-0-3010","Эл.Двиг.3ф.АИС 315M2 660В 132кВт 3000об/мин 1081 DRIVE IEK","шт","Заказная","Ящик",1,1,1,"по запросу"]
["AIS315-M4-132-0-1510","Эл.Двиг.3ф.АИС 315M4 660В 132кВт 1500об/мин 1081 DRIVE IEK","шт","Заказная","Ящик",1,1,1,"по запросу"]
["AIS315-M6-090-0-1010","Эл.Двиг.3ф.АИС 315M6 660В 90кВт 1000об/мин 1081 DRIVE IEK","шт","Заказная","Ящик",1,1,1,"по запросу"]
["AIS315-S2-110-0-3010","Эл.Двиг.3ф.АИС 315S2 660В 110кВт 3000об/мин 1081 DRIVE IEK","шт","Заказная","Ящик",1,1,1,"по запросу"]
["AIS315-S4-110-0-1510","Эл.Двиг.3ф.АИС 315S4 660В 110кВт 1500об/мин 1081 DRIVE IEK","шт","Заказная","Ящик",1,1,1,"по запросу"]
["AIS315-S6-075-0-1010","Эл.Двиг.3ф.АИС 315S6 660В 75кВт 1000об/мин 1081 DRIVE IEK","шт","Заказная","Ящик",1,1,1,"по запросу"]
["AIS355-B6-200-0-1010","Эл.Двиг.3ф.АИС 355MB6 660В 200кВт 1000об/мин 1081 DRIVE IEK","шт","Заказная","Ящик",1,1,1,"по запросу"]
["AIS355-L2-315-0-3010","Эл.Двиг.3ф.АИС 355L2 660В 315кВт 3000об/мин 1081 DRIVE IEK","шт","Заказная","Ящик",1,1,1,"по запросу"]
["AIS355-L4-315-0-1510","Эл.Двиг.3ф.АИС 355L4 660В 315кВт 1500об/мин 1081 DRIVE IEK","шт","Заказная","Ящик",1,1,1,"по запросу"]
["AIS355-L6-250-0-1010","Эл.Двиг.3ф.АИС 355L6 660В 250кВт 1000об/мин 1081 DRIVE IEK","шт","Заказная","Ящик",1,1,1,"по запросу"]
["AIS355-M2-250-0-3010","Эл.Двиг.3ф.АИС 355M2 660В 250кВт 3000об/мин 1081 DRIVE IEK","шт","Заказная","Ящик",1,1,1,"по запросу"]
["AIS355-M4-250-0-1510","Эл.Двиг.3ф.АИС 355M4 660В 250кВт 1500об/мин 1081 DRIVE IEK","шт","Заказная","Ящик",1,1,1,"по запросу"]
["AIS355-M6-160-0-1010","Эл.Двиг.3ф.АИС 355M6 660В 160кВт 1000об/мин 1081 DRIVE IEK","шт","Заказная","Ящик",1,1,1,"по запросу"]
["11.01.01.04.02. Общепромышленные АИС IM2081 (лапы + фланец) IEK"]
["AIS056-A2-000-1-3020","Эл.Двиг.3ф.АИС 56А2 380В 0,09кВт 3000об/мин 2081 DRIVE IEK","шт",null,"Гофрокороб",1,1,1,3250,2754.23728813559]
["AIS056-A4-000-1-1520","Эл.Двиг.3ф.АИС 56А4 380В 0,06кВт 1500об/мин 2081 DRIVE IEK","шт",null,"Гофрокороб",1,1,1,3250,2754.23728813559]
["AIS056-B2-000-1-3020","Эл.Двиг.3ф.АИС 56B2 380В 0,12кВт 3000об/мин 2081 DRIVE IEK","шт",null,"Гофрокороб",1,1,1,3250,2754.23728813559]
["AIS056-B4-000-1-1520","Эл.Двиг.3ф.АИС 56B4 380В 0,09кВт 1500об/мин 2081 DRIVE IEK","шт",null,"Гофрокороб",1,1,1,3250,2754.23728813559]
["AIS056-C4-000-1-1520","Эл.Двиг.3ф.АИС 56C4 380В 0,12кВт 1500об/мин 2081 DRIVE IEK","шт",null,"Гофрокороб",1,1,1,3250,2754.23728813559]
["AIS063-A2-000-2-3020","Эл.Двиг.3ф.АИС 63А2 380В 0,18кВт 3000об/мин 2081 DRIVE IEK","шт",null,"Гофрокороб",1,1,1,3780,3203.3898305084699]
["AIS063-A4-000-1-1520","Эл.Двиг.3ф.АИС 63A4 380В 0,12кВт 1500об/мин 2081 DRIVE IEK","шт",null,"Гофрокороб",1,1,1,3780,3203.3898305084699]
["AIS063-B2-000-3-3020","Эл.Двиг.3ф.АИС 63B2 380В 0,25кВт 3000об/мин 2081 DRIVE IEK","шт",null,"Гофрокороб",1,1,1,3780,3203.3898305084699,null,null,"Выгодный курс",3402,2883.05084745762,null,null,"2018-01-24"]
["AIS063-B4-000-2-1520","Эл.Двиг.3ф.АИС 63B4 380В 0,18кВт 1500об/мин 2081 DRIVE IEK","шт",null,"Гофрокороб",1,1,1,3780,3203.3898305084699,null,null,"Выгодный курс",3402,2883.05084745762,null,null,"2018-01-24"]
["AIS063-C2-000-4-3020","Эл.Двиг.3ф.АИС 63C2 380В 0,37кВт 3000об/мин 2081 DRIVE IEK","шт",null,"Гофрокороб",1,1,1,3780,3203.3898305084699]
["AIS063-C4-000-3-1520","Эл.Двиг.3ф.АИС 63C4 380В 0,25кВт 1500об/мин 2081 DRIVE IEK","шт",null,"Гофрокороб",1,1,1,3780,3203.3898305084699]
["AIS071-A2-000-4-3020","Эл.Двиг.3ф.АИС 71А2 380В 0,37кВт 3000об/мин 2081 DRIVE IEK","шт","Заказная","Гофрокороб",1,1,1,4650,3940.6779661016899,null,null,"Выгодный курс",4185,3546.6101694915201,null,null,"2018-01-24"]
["AIS071-A4-000-3-1520","Эл.Двиг.3ф.АИС 71A4 380В 0,25кВт 1500об/мин 2081 DRIVE IEK","шт",null,"Гофрокороб",1,1,1,4650,3940.6779661016899]
["AIS071-A6-000-2-1020","Эл.Двиг.3ф.АИС 71A6 380В 0,18кВт 1000об/мин 2081 DRIVE IEK","шт",null,"Гофрокороб",1,1,1,4650,3940.6779661016899]
["AIS071-B2-000-6-3020","Эл.Двиг.3ф.АИС 71B2 380В 0,55кВт 3000об/мин 2081 DRIVE IEK","шт","Заказная","Гофрокороб",1,1,1,4650,3940.6779661016899,null,null,"Выгодный курс",4185,3546.6101694915201,null,null,"2018-01-24"]
["AIS071-B4-000-4-1520","Эл.Двиг.3ф.АИС 71B4 380В 0,37кВт 1500об/мин 2081 DRIVE IEK","шт",null,"Гофрокороб",1,1,1,4650,3940.6779661016899,null,null,"Выгодный курс",4185,3546.6101694915201,null,null,"2018-01-24"]
["AIS071-B6-000-3-1020","Эл.Двиг.3ф.АИС 71B6 380В 0,25кВт 1000об/мин 2081 DRIVE IEK","шт",null,"Гофрокороб",1,1,1,4920,4169.4915254237203]
["AIS071-C2-000-8-3020","Эл.Двиг.3ф.АИС 71C2 380В 0,75кВт 3000об/мин 2081 DRIVE IEK","шт",null,"Гофрокороб",1,1,1,4920,4169.4915254237203]
["AIS071-C4-000-6-1520","Эл.Двиг.3ф.АИС 71C4 380В 0,55кВт 1500об/мин 2081 DRIVE IEK","шт",null,"Гофрокороб",1,1,1,4920,4169.4915254237203]
["AIS071-C6-000-4-1020","Эл.Двиг.3ф.АИС 71C6 380В 0,37кВт 1000об/мин 2081 DRIVE IEK","шт",null,"Гофрокороб",1,1,1,4990,4228.8135593220304]
["AIS080-A2-000-8-3020","Эл.Двиг.3ф.АИС 80А2 380В 0,75кВт 3000об/мин 2081 DRIVE IEK","шт",null,"Гофрокороб",1,1,1,6250,5296.6101694915196]
["AIS080-A4-000-6-1520","Эл.Двиг.3ф.АИС 80A4 380В 0,55кВт 1500об/мин 2081 DRIVE IEK","шт",null,"Гофрокороб",1,1,1,5990,5076.2711864406701]
["AIS080-A6-000-4-1020","Эл.Двиг.3ф.АИС 80A6 380В 0,37кВт 1000об/мин 2081 DRIVE IEK","шт",null,"Гофрокороб",1,1,1,5990,5076.2711864406701]
["AIS080-A8-000-2-0720","Эл.Двиг.3ф.АИС 80A8 380В 0,18кВт 750об/мин 2081 DRIVE IEK","шт","Заказная","Гофрокороб",1,1,1,6340,5372.8813559321998]
["AIS080-B2-001-1-3020","Эл.Двиг.3ф.АИС 80B2 380В 1,1кВт 3000об/мин 2081 DRIVE IEK","шт",null,"Гофрокороб",1,1,1,6390,5415.2542372881298]
["AIS080-B4-000-8-1520","Эл.Двиг.3ф.АИС 80B4 380В 0,75кВт 1500об/мин 2081 DRIVE IEK","шт",null,"Гофрокороб",1,1,1,6390,5415.2542372881298]
["AIS080-B6-000-6-1020","Эл.Двиг.3ф.АИС 80B6 380В 0,55кВт 1000об/мин 2081 DRIVE IEK","шт",null,"Гофрокороб",1,1,1,6390,5415.2542372881298]
["AIS080-B8-000-3-0720","Эл.Двиг.3ф.АИС 80B8 380В 0,25кВт 750об/мин 2081 DRIVE IEK","шт","Заказная","Гофрокороб",1,1,1,6390,5415.2542372881298]
["AIS080-C2-001-5-3020","Эл.Двиг.3ф.АИС 80C2 380В 1,5кВт 3000об/мин 2081 DRIVE IEK","шт",null,"Гофрокороб",1,1,1,6950,5889.8305084745698]
["AIS080-C4-001-1-1520","Эл.Двиг.3ф.АИС 80C4 380В 1,1кВт 1500об/мин 2081 DRIVE IEK","шт",null,"Гофрокороб",1,1,1,6950,5889.8305084745698]
["AIS080-C6-000-8-1020","Эл.Двиг.3ф.АИС 80C6 380В 0,75кВт 1000об/мин 2081 DRIVE IEK","шт",null,"Гофрокороб",1,1,1,6950,5889.8305084745698]
["AIS090-B2-003-0-3020","Эл.Двиг.3ф.АИС 90LB2 380В 3кВт 3000об/мин 2081 DRIVE IEK","шт",null,"Гофрокороб",1,1,1,9650,8177.9661016949103]
["AIS090-B4-002-2-1520","Эл.Двиг.3ф.АИС 90LB4 380В 2,2кВт 1500об/мин 2081 DRIVE IEK","шт",null,"Гофрокороб",1,1,1,9650,8177.9661016949103]
["AIS090-L2-002-2-3020","Эл.Двиг.3ф.АИС 90L2 380В 2,2кВт 3000об/мин 2081 DRIVE IEK","шт",null,"Гофрокороб",1,1,1,8650,7330.5084745762697]
["AIS090-L4-001-5-1520","Эл.Двиг.3ф.АИС 90L4 380В 1,5кВт 1500об/мин 2081 DRIVE IEK","шт","Заказная","Гофрокороб",1,1,1,8650,7330.5084745762697,null,null,"Выгодный курс",7785,6597.4576271186397,null,null,"2018-01-24"]
["AIS090-L6-001-1-1020","Эл.Двиг.3ф.АИС 90L6 380В 1,1кВт 1000об/мин 2081 DRIVE IEK","шт",null,"Гофрокороб",1,1,1,9250,7838.9830508474497]
["AIS090-L8-001-1-0720","Эл.Двиг.3ф.АИС 90L8 380В 0,55кВт 750об/мин 2081 DRIVE IEK","шт","Заказная","Гофрокороб",1,1,1,9250,7838.9830508474497]
["AIS090-S2-001-5-3020","Эл.Двиг.3ф.АИС 90S2 380В 1,5кВт 3000об/мин 2081 DRIVE IEK","шт","Заказная","Гофрокороб",1,1,1,7800,6610.1694915254202,null,null,"Выгодный курс",7020,5949.1525423728799,null,null,"2018-01-24"]
["AIS090-S4-001-1-1520","Эл.Двиг.3ф.АИС 90S4 380В 1,1кВт 1500об/мин 2081 DRIVE IEK","шт","Заказная","Гофрокороб",1,1,1,7800,6610.1694915254202,null,null,"Выгодный курс",7020,5949.1525423728799,null,null,"2018-01-24"]
["AIS090-S6-000-8-1020","Эл.Двиг.3ф.АИС 90S6 380В 0,75кВт 1000об/мин 2081 DRIVE IEK","шт",null,"Гофрокороб",1,1,1,8200,6949.1525423728799]
["AIS090-S8-000-8-0720","Эл.Двиг.3ф.АИС 90S8 380В 0,37кВт 750об/мин 2081 DRIVE IEK","шт","Заказная","Гофрокороб",1,1,1,8450,7161.0169491525403]
["AIS100-B2-004-0-3020","Эл.Двиг.3ф.АИС 100LB2 380В 4кВт 3000об/мин 2081 DRIVE IEK","шт",null,"Гофрокороб",1,1,1,13100.01,11101.7033898305]
["AIS100-B4-003-0-1520","Эл.Двиг.3ф.АИС 100LB4 380В 3кВт 1500об/мин 2081 DRIVE IEK","шт","Заказная","Гофрокороб",1,1,1,13100.01,11101.7033898305,null,null,"Выгодный курс",11790.01,9991.5338983050806,null,null,"2018-01-24"]
["AIS100-B8-001-1-0720","Эл.Двиг.3ф.АИС 100LB8 380В 1,1кВт 750об/мин 2081 DRIVE IEK","шт","Заказная","Гофрокороб",1,1,1,13100.01,11101.7033898305]
["AIS100-C4-004-0-1520","Эл.Двиг.3ф.АИС 100LC4 380В 4кВт 1500об/мин 2081 DRIVE IEK","шт",null,"Гофрокороб",1,1,1,14200,12033.89830508474]
["AIS100-L2-003-0-3020","Эл.Двиг.3ф.АИС 100L2 380В 3кВт 3000об/мин 2081 DRIVE IEK","шт","Заказная","Гофрокороб",1,1,1,12450,10550.847457627109,null,null,"Выгодный курс",11205,9495.7627118643995,null,null,"2018-01-24"]
["AIS100-L4-002-2-1520","Эл.Двиг.3ф.АИС 100L4 380В 2,2кВт 1500об/мин 2081 DRIVE IEK","шт","Заказная","Гофрокороб",1,1,1,12450,10550.847457627109,null,null,"Выгодный курс",11205,9495.7627118643995,null,null,"2018-01-24"]
["AIS100-L6-001-5-1020","Эл.Двиг.3ф.АИС 100L6 380В 1,5кВт 1000об/мин 2081 DRIVE IEK","шт",null,"Гофрокороб",1,1,1,12150,10296.61016949152]
["AIS100-L8-000-8-0720","Эл.Двиг.3ф.АИС 100L8 380В 0,75кВт 750об/мин 2081 DRIVE IEK","шт","Заказная","Гофрокороб",1,1,1,12150,10296.61016949152]
["AIS112-L2-005-5-3020","Эл.Двиг.3ф.АИС 112L2 380В 5,5кВт 3000об/мин 2081 DRIVE IEK","шт","Заказная","Ящик",1,1,1,16200,13728.81355932203,null,null,"Выгодный курс",14580,12355.93220338983,null,null,"2018-01-24"]
["AIS112-L4-005-5-1520","Эл.Двиг.3ф.АИС 112L4 380В 5,5кВт 1500об/мин 2081 DRIVE IEK","шт",null,"Ящик",1,1,1,17400,14745.7627118644]
["AIS112-M2-004-0-3020","Эл.Двиг.3ф.АИС 112M2 380В 4кВт 3000об/мин 2081 DRIVE IEK","шт","Заказная","Ящик",1,1,1,14950,12669.49152542372,null,null,"Выгодный курс",13455,11402.542372881349,null,null,"2018-01-24"]
["AIS112-M4-004-0-1520","Эл.Двиг.3ф.АИС 112M4 380В 4кВт 1500об/мин 2081 DRIVE IEK","шт","Заказная","Ящик",1,1,1,15100,12796.61016949152,null,null,"Выгодный курс",14345,12156.779661016941,null,null,"2018-01-24"]
["AIS112-M6-002-2-1020","Эл.Двиг.3ф.АИС 112M6 380В 2,2кВт 1000об/мин 2081 DRIVE IEK","шт",null,"Ящик",1,1,1,15100,12796.61016949152]
["AIS112-M8-001-5-0720","Эл.Двиг.3ф.АИС 112M8 380В 1,5кВт 750об/мин 2081 DRIVE IEK","шт","Заказная","Ящик",1,1,1,15100,12796.61016949152]
["AIS132-B2-007-5-3020","Эл.Двиг.3ф.АИС 132SB2 380В 7,5кВт 3000об/мин 2081 DRIVE IEK","шт",null,"Ящик",1,1,1,21900,18559.322033898301,null,null,"Выгодный курс",19710,16703.389830508469,null,null,"2018-01-24"]
["AIS132-B2-011-0-3020","Эл.Двиг.3ф.АИС 132MB2 380В 11кВт 3000об/мин 2081 DRIVE IEK","шт",null,"Ящик",1,1,1,25900,21949.152542372882]
["AIS132-B4-009-2-1520","Эл.Двиг.3ф.АИС 132MB4 380В 9,2кВт 1500об/мин 2081 DRIVE IEK","шт",null,"Ящик",1,1,1,25900,21949.152542372882]
["AIS132-B6-005-5-1020","Эл.Двиг.3ф.АИС 132MB6 380В 5,5кВт 1000об/мин 2081 DRIVE IEK","шт",null,"Ящик",1,1,1,24200.01,20508.483050847452]
["AIS132-C4-011-0-1520","Эл.Двиг.3ф.АИС 132MC4 380В 11кВт 1500об/мин 2081 DRIVE IEK","шт",null,"Ящик",1,1,1,27900,23644.067796610161]
["AIS132-M2-009-2-3020","Эл.Двиг.3ф.АИС 132M2 380В 9,2кВт 3000об/мин 2081 DRIVE IEK","шт",null,"Ящик",1,1,1,24100,20423.728813559319]
["AIS132-M4-007-5-1520","Эл.Двиг.3ф.АИС 132M4 380В 7,5кВт 1500об/мин 2081 DRIVE IEK","шт",null,"Ящик",1,1,1,24100,20423.728813559319,null,null,"Выгодный курс",21690,18381.35593220338,null,null,"2018-01-24"]
["AIS132-M6-004-0-1020","Эл.Двиг.3ф.АИС 132M6 380В 4кВт 1000об/мин 2081 DRIVE IEK","шт",null,"Ящик",1,1,1,21100,17881.35593220338]
["AIS132-M8-003-0-0720","Эл.Двиг.3ф.АИС 132M8 380В 3кВт 750об/мин 2081 DRIVE IEK","шт","Заказная","Ящик",1,1,1,20450,17330.508474576269]
["AIS132-S2-005-5-3020","Эл.Двиг.3ф.АИС 132S2 380В 5,5кВт 3000об/мин 2081 DRIVE IEK","шт",null,"Ящик",1,1,1,20400.009999999998,17288.144067796609,null,null,"Выгодный курс",18360.009999999998,15559.33050847457,null,null,"2018-01-24"]
["AIS132-S4-005-5-1520","Эл.Двиг.3ф.АИС 132S4 380В 5,5кВт 1500об/мин 2081 DRIVE IEK","шт",null,"Ящик",1,1,1,20400.009999999998,17288.144067796609]
["AIS132-S6-003-0-1020","Эл.Двиг.3ф.АИС 132S6 380В 3кВт 1000об/мин 2081 DRIVE IEK","шт",null,"Ящик",1,1,1,18200,15423.728813559321,null,null,"Выгодный курс",16380,13881.35593220338,null,null,"2018-01-24"]
["AIS132-S8-002-2-0720","Эл.Двиг.3ф.АИС 132S8 380В 2,2кВт 750об/мин 2081 DRIVE IEK","шт","Заказная","Ящик",1,1,1,18200,15423.728813559321]
["AIS160-B2-015-0-3020","Эл.Двиг.3ф.АИС 160MB2 660В 15кВт 3000об/мин 2081 DRIVE IEK","шт",null,"Ящик",1,1,1,44100,37372.881355932201]
["AIS160-B8-005-5-0720","Эл.Двиг.3ф.АИС 160MB8 660В 5,5кВт 750об/мин 2081 DRIVE IEK","шт",null,"Ящик",1,1,1,39200,33220.338983050839]
["AIS160-L2-018-5-3020","Эл.Двиг.3ф.АИС 160L2 660В 18,5кВт 3000об/мин 2081 DRIVE IEK","шт",null,"Ящик",1,1,1,44100,37372.881355932201]
["AIS160-L4-015-0-1520","Эл.Двиг.3ф.АИС 160L4 660В 15кВт 1500об/мин 2081 DRIVE IEK","шт","Заказная","Ящик",1,1,1,44100,37372.881355932201,null,null,"Выгодный курс",41895,35504.237288135591,null,null,"2018-01-24"]
["AIS160-L6-011-0-1020","Эл.Двиг.3ф.АИС 160L6 660В 11кВт 1000об/мин 2081 DRIVE IEK","шт",null,"Ящик",1,1,1,44100,37372.881355932201]
["AIS160-L8-007-5-0720","Эл.Двиг.3ф.АИС 160L8 660В 7,5кВт 750об/мин 2081 DRIVE IEK","шт","Заказная","Ящик",1,1,1,43900,37203.389830508473]
["AIS160-M2-011-0-3020","Эл.Двиг.3ф.АИС 160M2 660В 11кВт 3000об/мин 2081 DRIVE IEK","шт",null,"Ящик",1,1,1,40950,34703.389830508473]
["AIS160-M4-011-0-1520","Эл.Двиг.3ф.АИС 160M4 660В 11кВт 1500об/мин 2081 DRIVE IEK","шт",null,"Ящик",1,1,1,40950,34703.389830508473]
["AIS160-M6-007-5-1020","Эл.Двиг.3ф.АИС 160M6 660В 7,5кВт 1000об/мин 2081 DRIVE IEK","шт",null,"Ящик",1,1,1,38700,32796.61016949152]
["AIS160-M8-004-0-0720","Эл.Двиг.3ф.АИС 160M8 660В 4кВт 750об/мин 2081 DRIVE IEK","шт","Заказная","Ящик",1,1,1,34900,29576.27118644067]
["AIS180-L4-022-0-1520","Эл.Двиг.3ф.АИС 180L4 660В 22кВт 1500об/мин 2081 DRIVE IEK","шт",null,"Ящик",1,1,1,55600,47118.644067796609]
["AIS180-L6-015-0-1020","Эл.Двиг.3ф.АИС 180L6 660В 15кВт 1000об/мин 2081 DRIVE IEK","шт",null,"Ящик",1,1,1,54200,45932.203389830502]
["AIS180-L8-011-0-0720","Эл.Двиг.3ф.АИС 180L8 660В 11кВт 750об/мин 2081 DRIVE IEK","шт","Заказная","Ящик",1,1,1,52900,44830.508474576272]
["AIS180-M2-022-0-3020","Эл.Двиг.3ф.АИС 180M2 660В 22кВт 3000об/мин 2081 DRIVE IEK","шт",null,"Ящик",1,1,1,54200,45932.203389830502]
["AIS180-M4-018-5-1520","Эл.Двиг.3ф.АИС 180M4 660В 18,5кВт 1500об/мин 2081 DRIVE IEK","шт",null,"Ящик",1,1,1,52800,44745.762711864401]
["AIS200-B2-037-0-3020","Эл.Двиг.3ф.АИС 200LB2 660В 37кВт 3000об/мин 2081 DRIVE IEK","шт",null,"Ящик",1,1,1,75119.56,63660.644067796609]
["AIS200-B6-022-0-1020","Эл.Двиг.3ф.АИС 200LB6 660В 22кВт 1000об/мин 2081 DRIVE IEK","шт",null,"Ящик",1,1,1,68240.820000000007,57831.203389830502]
["AIS200-L2-030-0-3020","Эл.Двиг.3ф.АИС 200L2 660В 30кВт 3000об/мин 2081 DRIVE IEK","шт",null,"Ящик",1,1,1,72900,61779.661016949147]
["AIS200-L4-030-0-1520","Эл.Двиг.3ф.АИС 200L4 660В 30кВт 1500об/мин 2081 DRIVE IEK","шт",null,"Ящик",1,1,1,72400,61355.932203389828]
["AIS200-L6-018-5-1020","Эл.Двиг.3ф.АИС 200L6 660В 18,5кВт 1000об/мин 2081 DRIVE IEK","шт",null,"Ящик",1,1,1,66700,56525.423728813548]
["AIS200-L8-015-0-0720","Эл.Двиг.3ф.АИС 200L8 660В 15кВт 750об/мин 2081 DRIVE IEK","шт","Заказная","Ящик",1,1,1,68300,57881.355932203383]
["AIS225-M2-045-0-3020","Эл.Двиг.3ф.АИС 225M2 660В 45кВт 3000об/мин 2081 DRIVE IEK","шт","Заказная","Ящик",1,1,1,"по запросу"]
["AIS225-M4-045-0-1520","Эл.Двиг.3ф.АИС 225M4 660В 45кВт 1500об/мин 2081 DRIVE IEK","шт","Заказная","Ящик",1,1,1,"по запросу"]
["AIS225-M6-030-0-1020","Эл.Двиг.3ф.АИС 225M6 660В 30кВт 1000об/мин 2081 DRIVE IEK","шт","Заказная","Ящик",1,1,1,"по запросу"]
["AIS225-M8-022-0-0720","Эл.Двиг.3ф.АИС 225M8 660В 22кВт 750об/мин 2081 DRIVE IEK","шт","Заказная","Ящик",1,1,1,"по запросу"]
["AIS225-S4-037-0-1520","Эл.Двиг.3ф.АИС 225S4 660В 37кВт 1500об/мин 2081 DRIVE IEK","шт","Заказная","Ящик",1,1,1,"по запросу"]
["AIS225-S8-018-5-0720","Эл.Двиг.3ф.АИС 225S8 660В 18,5кВт 750об/мин 2081 DRIVE IEK","шт","Заказная","Ящик",1,1,1,"по запросу"]
["AIS250-M2-055-0-3020","Эл.Двиг.3ф.АИС 250M2 660В 55кВт 3000об/мин 2081 DRIVE IEK","шт","Заказная","Ящик",1,1,1,"по запросу"]
["AIS250-M4-055-0-1520","Эл.Двиг.3ф.АИС 250M4 660В 55кВт 1500об/мин 2081 DRIVE IEK","шт","Заказная","Ящик",1,1,1,"по запросу"]
["AIS250-M6-037-0-1020","Эл.Двиг.3ф.АИС 250M6 660В 37кВт 1000об/мин 2081 DRIVE IEK","шт","Заказная","Ящик",1,1,1,"по запросу"]
["AIS250-M8-030-0-0720","Эл.Двиг.3ф.АИС 250M8 660В 30кВт 750об/мин 2081 DRIVE IEK","шт","Заказная","Ящик",1,1,1,"по запросу"]
["AIS280-M2-090-0-3020","Эл.Двиг.3ф.АИС 280M2 660В 90кВт 3000об/мин 2081 DRIVE IEK","шт","Заказная","Ящик",1,1,1,"по запросу"]
["AIS280-M4-090-0-1520","Эл.Двиг.3ф.АИС 280M4 660В 90кВт 1500об/мин 2081 DRIVE IEK","шт","Заказная","Ящик",1,1,1,"по запросу"]
["AIS280-M6-055-0-1020","Эл.Двиг.3ф.АИС 280M6 660В 55кВт 1000об/мин 2081 DRIVE IEK","шт","Заказная","Ящик",1,1,1,"по запросу"]
["AIS280-M8-045-0-0720","Эл.Двиг.3ф.АИС 280M8 660В 45кВт 750об/мин 2081 DRIVE IEK","шт","Заказная","Ящик",1,1,1,"по запросу"]
["AIS280-S2-075-0-3020","Эл.Двиг.3ф.АИС 280S2 660В 75кВт 3000об/мин 2081 DRIVE IEK","шт","Заказная","Ящик",1,1,1,"по запросу"]
["AIS280-S4-075-0-1520","Эл.Двиг.3ф.АИС 280S4 660В 75кВт 1500об/мин 2081 DRIVE IEK","шт","Заказная","Ящик",1,1,1,"по запросу"]
["AIS280-S6-045-0-1020","Эл.Двиг.3ф.АИС 280S6 660В 45кВт 1000об/мин 2081 DRIVE IEK","шт","Заказная","Ящик",1,1,1,"по запросу"]
["AIS315-B2-200-0-3020","Эл.Двиг.3ф.АИС 315LB2 660В 200кВт 3000об/мин 2081 DRIVE IEK","шт","Заказная","Ящик",1,1,1,"по запросу"]
["AIS315-B4-200-0-1520","Эл.Двиг.3ф.АИС 315LB4 660В 200кВт 1500об/мин 2081 DRIVE IEK","шт","Заказная","Ящик",1,1,1,"по запросу"]
["AIS315-B6-132-0-1020","Эл.Двиг.3ф.АИС 315LB6 660В 132кВт 1000об/мин 2081 DRIVE IEK","шт","Заказная","Ящик",1,1,1,"по запросу"]
["AIS315-L2-160-0-3020","Эл.Двиг.3ф.АИС 315L2 660В 160кВт 3000об/мин 2081 DRIVE IEK","шт","Заказная","Ящик",1,1,1,"по запросу"]
["AIS315-L4-160-0-1520","Эл.Двиг.3ф.АИС 315L4 660В 160кВт 1500об/мин 2081 DRIVE IEK","шт","Заказная","Ящик",1,1,1,"по запросу"]
["AIS315-L6-110-0-1020","Эл.Двиг.3ф.АИС 315L6 660В 110кВт 1000об/мин 2081 DRIVE IEK","шт","Заказная","Ящик",1,1,1,"по запросу"]
["AIS315-M2-132-0-3020","Эл.Двиг.3ф.АИС 315M2 660В 132кВт 3000об/мин 2081 DRIVE IEK","шт","Заказная","Ящик",1,1,1,"по запросу"]
["AIS315-M4-132-0-1520","Эл.Двиг.3ф.АИС 315M4 660В 132кВт 1500об/мин 2081 DRIVE IEK","шт","Заказная","Ящик",1,1,1,"по запросу"]
["AIS315-M6-090-0-1020","Эл.Двиг.3ф.АИС 315M6 660В 90кВт 1000об/мин 2081 DRIVE IEK","шт","Заказная","Ящик",1,1,1,"по запросу"]
["AIS315-S2-110-0-3020","Эл.Двиг.3ф.АИС 315S2 660В 110кВт 3000об/мин 2081 DRIVE IEK","шт","Заказная","Ящик",1,1,1,"по запросу"]
["AIS315-S4-110-0-1520","Эл.Двиг.3ф.АИС 315S4 660В 110кВт 1500об/мин 2081 DRIVE IEK","шт","Заказная","Ящик",1,1,1,"по запросу"]
["AIS315-S6-075-0-1020","Эл.Двиг.3ф.АИС 315S6 660В 75кВт 1000об/мин 2081 DRIVE IEK","шт","Заказная","Ящик",1,1,1,"по запросу"]
["AIS355-B6-200-0-1020","Эл.Двиг.3ф.АИС 355MB6 660В 200кВт 1000об/мин 2081 DRIVE IEK","шт","Заказная","Ящик",1,1,1,"по запросу"]
["AIS355-L2-315-0-3020","Эл.Двиг.3ф.АИС 355L2 660В 315кВт 3000об/мин 2081 DRIVE IEK","шт","Заказная","Ящик",1,1,1,"по запросу"]
["AIS355-L4-315-0-1520","Эл.Двиг.3ф.АИС 355L4 660В 315кВт 1500об/мин 2081 DRIVE IEK","шт","Заказная","Ящик",1,1,1,"по запросу"]
["AIS355-L6-250-0-1020","Эл.Двиг.3ф.АИС 355L6 660В 250кВт 1000об/мин 2081 DRIVE IEK","шт","Заказная","Ящик",1,1,1,"по запросу"]
["AIS355-M2-250-0-3020","Эл.Двиг.3ф.АИС 355M2 660В 250кВт 3000об/мин 2081 DRIVE IEK","шт","Заказная","Ящик",1,1,1,"по запросу"]
["AIS355-M4-250-0-1520","Эл.Двиг.3ф.АИС 355M4 660В 250кВт 1500об/мин 2081 DRIVE IEK","шт","Заказная","Ящик",1,1,1,"по запросу"]
["AIS355-M6-160-0-1020","Эл.Двиг.3ф.АИС 355M6 660В 160кВт 1000об/мин 2081 DRIVE IEK","шт","Заказная","Ящик",1,1,1,"по запросу"]
["11.01.01.04.03. Общепромышленные АИС IM2181 (лапы + малый фл) ONI"]
["ONS063-A4-000-1-1521","Эл.Двиг.3ф.АИС 63A4 380В 0,12кВт 1500об/мин 2181 серии ONI","шт",null,null,null,1,1,3861.02,3272.05084745762,3474.9180000000001,2944.8457627118646]
["ONS063-B4-000-2-1521","Эл.Двиг.3ф.АИС 63B4 380В 0,18кВт 1500об/мин 2181 серии ONI","шт",null,null,null,1,1,3875.52,3284.3389830508399,3487.9679999999998,2955.9050847457629]
["ONS071-A4-000-3-1521","Эл.Двиг.3ф.АИС 71A4 380В 0,25кВт 1500об/мин 2181 серии ONI","шт",null,null,null,1,1,4673.5200000000004,3960.6101694915201,4206.1679999999997,3564.5491525423727]
["ONS071-B4-000-4-1521","Эл.Двиг.3ф.АИС 71B4 380В 0,37кВт 1500об/мин 2181 серии ONI","шт",null,null,null,1,1,4820.5200000000004,4085.18644067796,4338.4679999999998,3676.6677966101697]
["ONS080-A4-000-6-1521","Эл.Двиг.3ф.АИС 80A4 380В 0,55кВт 1500об/мин 2181 серии ONI","шт",null,null,null,1,1,6143.52,5206.3728813559301,5529.1679999999997,4685.7355932203391]
["ONS080-B4-000-8-1521","Эл.Двиг.3ф.АИС 80B4 380В 0,75кВт 1500об/мин 2181 серии ONI","шт",null,null,null,1,1,6500.53,5508.92372881355,5850.4769999999999,4958.031355932203]
["ONS090-L4-001-5-1521","Эл.Двиг.3ф.АИС 90L4 380В 1,5кВт 1500об/мин 2181 серии ONI","шт",null,null,null,1,1,8768.52,7430.94915254237,7891.6679999999997,6687.8542372881357]
["ONS090-S4-001-1-1521","Эл.Двиг.3ф.АИС 90S4 380В 1,1кВт 1500об/мин 2181 серии ONI","шт",null,null,null,1,1,7928.53,6719.0932203389802,7135.6769999999997,6047.1838983050848]
["ONS100-B4-003-0-1521","Эл.Двиг.3ф.АИС 100LB4 380В 3кВт 1500об/мин 2181 серии ONI","шт",null,null,null,1,1,12921.02,10950.016949152539,11628.918,9855.0152542372889]
["ONS100-C4-004-0-1521","Эл.Двиг.3ф.АИС 100LC4 380В 4кВт 1500об/мин 2181 серии ONI","шт",null,null,null,1,1,14228.52,12058.067796610159,12805.668,10852.261016949153]
["ONS100-L2-003-0-3021","Эл.Двиг.3ф.АИС 100L2 380В 3кВт 3000об/мин 2181 серии ONI","шт",null,null,null,1,1,12443.52,10545.35593220338,11199.168,9490.8203389830505]
["ONS100-L4-002-2-1521","Эл.Двиг.3ф.АИС 100L4 380В 2,2кВт 1500об/мин 2181 серии ONI","шт",null,null,null,1,1,12443.52,10545.35593220338,11199.168,9490.8203389830505]
["ONS132-M4-007-5-1521","Эл.Двиг.3ф.АИС 132M4 380В 7,5кВт 1500об/мин 2181 серии ONI","шт",null,null,null,1,1,24046.02,20377.983050847452,21641.418000000001,18340.184745762712]
["ONS132-S4-005-5-1521","Эл.Двиг.3ф.АИС 132S4 380В 5,5кВт 1500об/мин 2181 серии ONI","шт",null,null,null,1,1,20161.02,17085.61016949152,18144.918000000001,15377.049152542373]
["13. Оборудование промышленной автоматизации"]
["13.01 Оборудование автоматизации электропривода"]
["13.01.01 Преобразователи частоты"]
["13.01.01 Преобразователи частоты"]
["A400-21E0020IP20F","Преобразователь частоты A400  220В, 1Ф 0,20 kW 1,5А серии ONI ","шт","Заказная","Гофрокороб",8,1,1,8837,7488.9830508474497]
["A400-21E0040IP20F","Преобразователь частоты A400  220В, 1Ф 0,4 kW 2,5А серии ONI ","шт",null,"Гофрокороб",8,1,1,8973,7604.2372881355896]
["A400-21E0075IP20F","Преобразователь частоты A400  220В, 1Ф 0,75 kW 4,2А серии ONI ","шт",null,"Гофрокороб",8,1,1,9244,7833.8983050847401]
["A400-21E015IP20F","Преобразователь частоты A400  220В, 1Ф 1,5 kW 7,5А серии ONI","шт",null,"Гофрокороб",6,1,1,11556,9793.2203389830502]
["A400-21E022IP20F","Преобразователь частоты A400  220В, 1Ф 2,2 kW 11А серии ONI","шт",null,"Гофрокороб",6,1,1,13459,11405.93220338983]
["A400-23E0020IP20F","Преобразователь частоты A400 220В, 3Ф 0,20 kW 1,5А серии ONI","шт","Заказная","Гофрокороб",8,1,1,10604,8986.4406779661003]
["A400-23E0040IP20F","Преобразователь частоты A400 220В, 3Ф 0,40 kW 2,5А серии ONI","шт","Заказная","Гофрокороб",8,1,1,11148,9447.4576271186397]
["A400-23E0075IP20F","Преобразователь частоты A400 220В, 3Ф 0,75 kW 4,2А серии ONI","шт","Заказная","Гофрокороб",8,1,1,11828,10023.728813559321]
["A400-23E015IP20F","Преобразователь частоты A400 220В, 3Ф 1,5 kW 7,5А серии ONI","шт","Заказная","Гофрокороб",8,1,1,13323,11290.67796610169]
["A400-23E022IP20F","Преобразователь частоты A400 220В, 3Ф 2,2 kW 11А серии ONI","шт","Заказная","Гофрокороб",6,1,1,16178,13710.169491525419]
["A400-23E037IP20F","Преобразователь частоты A400 220В, 3Ф 3,7 kW 17А серии ONI","шт","Заказная","Гофрокороб",6,1,1,20665,17512.71186440677]
["A400-33E0040IP20F","Преобразователь частоты A400 380В, 3Ф 0,40 kW 1,5А серии ONI","шт","Заказная","Гофрокороб",8,1,1,11475.5,9725]
["A400-33E0075IP20F","Преобразователь частоты A400 380В, 3Ф 0,75 kW 2,5А серии ONI","шт",null,"Гофрокороб",8,1,1,11475.5,9725,null,null,"Выгодный курс",10901.73,9238.7542372881308,null,null,"2018-01-24"]
["A400-33E015IP20F","Преобразователь частоты A400 380В, 3Ф 1,5 kW 4А серии ONI","шт",null,"Гофрокороб",8,1,1,14806.16,12547.59322033898,null,null,"Выгодный курс",14065.85,11920.21186440677,null,null,"2018-01-24"]
["A400-33E022IP20F","Преобразователь частоты A400 380В, 3Ф 2,2 kW 5,5А серии ONI","шт",null,"Гофрокороб",6,1,1,15732.16,13332.33898305084,null,null,"Выгодный курс",14945.55,12665.72033898305,null,null,"2018-01-24"]
["A400-33E037IP20F","Преобразователь частоты A400 380В, 3Ф 3,7 kW 9,2А серии ONI","шт",null,"Гофрокороб",6,1,1,19896.3,16861.27118644067,null,null,"Выгодный курс",18901.490000000002,16018.21186440677,null,null,"2018-01-24"]
["CNT-A310D33V0075TEZ","Преобразователь частоты CONTROL-A310 380В, 3Ф 0,75 kW 2,3A IEK","шт",null,null,12,1,1,9889,8380.5084745762706]
["CNT-A310D33V015TEZ","Преобразователь частоты CONTROL-A310 380В, 3Ф 1,5 kW 3,7A IEK","шт",null,null,12,1,1,10898,9235.5932203389802]
["CNT-A310D33V022TEZ","Преобразователь частоты CONTROL-A310 380В, 3Ф 2,2 kW 5,1A IEK","шт",null,null,12,1,1,12189,10329.661016949151]
["CNT-A310D33V037TEZ","Преобразователь частоты CONTROL-A310 380В, 3Ф 3,7 kW 8,8A IEK","шт",null,null,12,1,1,14698,12455.93220338983]
["CNT-A310D33V055-075TEZ","Преобразователь частоты CONTROL-A310 380В, 3Ф 5,5-7,5 kW 13-17A IEK","шт",null,null,2,1,1,18789,15922.881355932201]
["CNT-A310D33V075-11TEZ","Преобразователь частоты CONTROL-A310 380В, 3Ф 7,5-11 kW 17-25A IEK","шт",null,null,2,1,1,22199,18812.71186440677]
["CNT-A310D33V11-15TELZ","Преобразователь частоты CONTROL-A310 380В, 3Ф 11-15 kW 25-32A IEK","шт",null,null,2,1,1,28996,24572.881355932201]
["CNT-A310D33V15-18TELZ","Преобразователь частоты CONTROL-A310 380В, 3Ф 15-18,5 kW 32-37A IEK","шт",null,null,2,1,1,34298,29066.101694915251]
["CNT-A310D33V18-22TE","Преобразователь частоты CONTROL-A310 380В, 3Ф 18-22 kW 37-45A IEK","шт",null,null,1,1,1,49788,42193.220338983047]
["CNT-A310D33V18-22TEL","Преобразователь частоты CONTROL-A310 380В, 3Ф 18-22 kW 37-45A встр.ДПТ IEK","шт","Заказная",null,1,1,1,52888,44820.338983050839]
["CNT-A310D33V18-22TELZ","Преобразователь частоты CONTROL-A310 380В, 3Ф 18-22 kW 37-45A встр.торм и ДПТ IEK","шт","Заказная",null,1,1,1,59976,50827.118644067792]
["CNT-A310D33V18-22ZTEZ","Преобразователь частоты CONTROL-A310 380В, 3Ф 18-22 kW 37-45A встр.торм IEK","шт",null,null,1,1,1,54698,46354.237288135591]
["CNT-A310D33V22TE","Преобразователь частоты CONTROL-A310 380В, 3Ф 22 kW 45A IEK","шт",null,null,1,1,1,62989,53380.508474576272]
["CNT-A310D33V22TEL","Преобразователь частоты CONTROL-A310 380В, 3Ф 22 kW 45A встр.ДПТ IEK","шт","Заказная",null,1,1,1,63990,54228.813559322029]
["CNT-A310D33V22TELZ","Преобразователь частоты CONTROL-A310 380В, 3Ф 22 kW 45A встр.торм и ДПТ IEK","шт","Заказная",null,1,1,1,75920,64338.983050847448]
["CNT-A310D33V22TEZ","Преобразователь частоты CONTROL-A310 380В, 3Ф 22 kW 45A встр.торм IEK","шт",null,null,1,1,1,66789,56600.847457627111]
["CNT-A310U13V0004TEZ","Преобразователь частоты CONTROL-A310 220В, 1Ф 0,4 kW 2A IEK","шт","Заказная",null,12,1,1,7737,6556.7796610169398]
["CNT-A310U13V0075TEZ","Преобразователь частоты CONTROL-A310 220В, 1Ф 0,75 kW 4A IEK","шт","Заказная",null,12,1,1,7980,6762.7118644067696]
["CNT-A310U13V015TEZ","Преобразователь частоты CONTROL-A310 220В, 1Ф 1,5 kW 7A IEK","шт","Заказная",null,12,1,1,8690,7364.4067796610098]
["CNT-A310U13V022TEZ","Преобразователь частоты CONTROL-A310 220В, 1Ф 2,2 kW 10A IEK","шт","Заказная",null,12,1,1,9797,8302.5423728813494]
["CNT-A310U33V0004TEZ","Преобразователь частоты CONTROL-A310 220В, 3Ф 0,4 kW 2A IEK","шт","Заказная",null,12,1,1,8496,7200]
["CNT-A310U33V0075TEZ","Преобразователь частоты CONTROL-A310 220В, 3Ф 0,75 kW 4A IEK","шт","Заказная",null,12,1,1,8697,7370.3389830508404]
["CNT-A310U33V015TEZ","Преобразователь частоты CONTROL-A310 220В, 3Ф 1,5 kW 7A IEK","шт","Заказная",null,12,1,1,8988,7616.94915254237]
["CNT-A310U33V022TEZ","Преобразователь частоты CONTROL-A310 220В, 3Ф 2,2 kW 10A IEK","шт","Заказная",null,12,1,1,9890,8381.3559322033798]
["CNT-C600D33V0040TM","Преобразователь частоты CONTROL-C600 380В, 3Ф 0,40 kW IEK","шт",null,"Гофрокороб",8,1,1,11475.5,9725,null,null,"Выгодный курс",11475.5,9725,null,null,"2018-01-24"]
["CNT-C600D33V0075TM","Преобразователь частоты CONTROL-C600 380В, 3Ф 0,75 kW IEK","шт",null,"Гофрокороб",8,1,1,11475.5,9725,null,null,"Выгодный курс",10327.950000000001,8752.5,null,null,"2018-01-24"]
["CNT-C600D33V015TM","Преобразователь частоты CONTROL-C600 380В, 3Ф 1,5 kW IEK","шт",null,"Гофрокороб",8,1,1,14806.16,12547.59322033898,null,null,"Выгодный курс",13325.54,11292.83050847457,null,null,"2018-01-24"]
["CNT-C600D33V022TM","Преобразователь частоты CONTROL-C600 380В, 3Ф 2,2 kW IEK","шт",null,"Гофрокороб",6,1,1,15732.16,13332.33898305084,null,null,"Выгодный курс",14158.95,11999.11016949152,null,null,"2018-01-24"]
["CNT-C600D33V037TM","Преобразователь частоты CONTROL-C600 380В, 3Ф 3,7 kW IEK","шт",null,"Гофрокороб",6,1,1,19896.3,16861.27118644067,null,null,"Выгодный курс",17906.669999999998,15175.144067796609,null,null,"2018-01-24"]
["CNT-H800D33FV0075-015TE","Преобразователь частоты CONTROL-H800 380В, 3Ф 0,75-1,5 kW IEK ","шт",null,"Гофрокороб",6,1,1,27632,23416.949152542369,null,null,"Выгодный курс",24868.799999999999,21075.254237288129,null,null,"2018-01-24"]
["CNT-H800D33FV015-022TE","Преобразователь частоты CONTROL-H800 380В, 3Ф 1,5-2,2 kW IEK","шт",null,"Гофрокороб",6,1,1,29997,25421.18644067796,null,null,"Выгодный курс",26997.3,22879.067796610161,null,null,"2018-01-24"]
["CNT-H800D33FV022-037TE","Преобразователь частоты  CONTROL-H800 380В, 3Ф 2,2-3,7 kW IEK","шт",null,"Гофрокороб",6,1,1,31878,27015.254237288129,null,null,"Выгодный курс",28690.2,24313.728813559319,null,null,"2018-01-24"]
["CNT-H800D33FV037-055TE","Преобразователь частоты CONTROL-H800 380В, 3Ф 3,7-5,5 kW IEK ","шт",null,"Гофрокороб",3,1,1,40840,34610.169491525419,null,null,"Выгодный курс",36756,31149.152542372882,null,null,"2018-01-24"]
["CNT-H800D33FV055-075TE","Преобразователь частоты CONTROL-H800 380В, 3Ф 5,5-7,5 kW IEK ","шт",null,"Гофрокороб",3,1,1,44552,37755.932203389828,null,null,"Выгодный курс",40096.800000000003,33980.338983050839,null,null,"2018-01-24"]
["CNT-H800D33FV075-11TE","Преобразователь частоты CONTROL-H800 380В, 3Ф 7,5-11 kW IEK ","шт",null,"Гофрокороб",2,1,1,53575,45402.542372881348,null,null,"Выгодный курс",48217.5,40862.288135593219,null,null,"2018-01-24"]
["CNT-H800D33FV11-15TE","Преобразователь частоты  CONTROL-H800 380В, 3Ф 11-15 kW IEK","шт",null,"Гофрокороб",2,1,1,67665,57343.220338983047,null,null,"Выгодный курс",60898.5,51608.898305084738,null,null,"2018-01-24"]
["CNT-H800D33FV15-18TE","Преобразователь частоты CONTROL-H800 380В, 3Ф 15-18,5 kW IEK ","шт",null,"Гофрокороб",2,1,1,80139,67914.406779661003,null,null,"Выгодный курс",72125.100000000006,61122.96610169491,null,null,"2018-01-24"]
["CNT-H800D33FV18-22TE","Преобразователь частоты CONTROL-H800 380В, 3Ф 18-22 kW IEK ","шт",null,"Гофрокороб",1,1,1,87268,73955.932203389835,null,null,"Выгодный курс",78541.2,66560.338983050839,null,null,"2018-01-24"]
["CNT-H800D33FV22-30TE","Преобразователь частоты  CONTROL-H800 380В, 3Ф 22-30 kW IEK","шт",null,"Гофрокороб",1,1,1,103987,88124.576271186437,null,null,"Выгодный курс",93588.3,79312.118644067785,null,null,"2018-01-24"]
["CNT-H800D33FV30-37TE","Преобразователь частоты CONTROL-H800 380В, 3Ф 30-37 kW IEK ","шт",null,"Гофрокороб",1,1,1,127813,108316.10169491525,null,null,"Выгодный курс",115031.7,97484.491525423713,null,null,"2018-01-24"]
["CNT-L620D33V004-055TE","Преобразователь частоты CONTROL-L620 380В, 3Ф 4-5,5 kW IEK","шт",null,"Гофрокороб",12,1,1,16497,13980.508474576271]
["CNT-L620D33V0075-015TE","Преобразователь частоты CONTROL-L620 380В, 3Ф 0,75-1,5 kW IEK","шт",null,"Гофрокороб",12,1,1,11866.09,10056.008474576271,null,null,"Выгодный курс",11272.79,9553.2118644067705,null,null,"2018-01-24"]
["CNT-L620D33V015-022TE","Преобразователь частоты CONTROL-L620 380В, 3Ф 1,5-2,2 kW IEK","шт",null,"Гофрокороб",12,1,1,11997,10166.949152542369]
["CNT-L620D33V022-004TE","Преобразователь частоты CONTROL-L620 380В, 3Ф 2,2-4 kW IEK","шт",null,"Гофрокороб",12,1,1,12979,10999.15254237288]
["CNT-L620D33V055-075TE","Преобразователь частоты CONTROL-L620 380В, 3Ф 5,5-7,5 kW IEK","шт",null,"Гофрокороб",6,1,1,21998,18642.372881355928]
["CNT-L620D33V075-11TE","Преобразователь частоты CONTROL-L620 380В, 3Ф 7,5-11 kW IEK","шт",null,"Гофрокороб",6,1,1,26199,22202.542372881351]
["CNT-L620D33V110-132TE","Преобразователь частоты CONTROL-L620 380В, 3Ф 110-132 kW 210-253A IEK","шт",null,"Гофрокороб",1,1,1,259989,220329.66101694916]
["CNT-L620D33V11-15TE","Преобразователь частоты CONTROL-L620 380В, 3Ф 11-15 kW IEK","шт",null,"Гофрокороб",4,1,1,33989,28804.237288135591]
["CNT-L620D33V132-160TE","Преобразователь частоты CONTROL-L620 380В, 3Ф 132-160 kW 253-304A IEK","шт",null,"Гофрокороб",1,1,1,321989,272872.03389830509]
["CNT-L620D33V15-18TE","Преобразователь частоты CONTROL-L620 380В, 3Ф 15-18 kW IEK","шт",null,"Гофрокороб",4,1,1,41089,34821.186440677957,null,null,"Выгодный курс",39034.550000000003,33080.127118644057,null,null,"2018-01-24"]
["CNT-L620D33V160-185TE","Преобразователь частоты CONTROL-L620 380В, 3Ф 160-185 kW 304-342A IEK","шт","Заказная","Гофрокороб",1,1,1,389987,330497.45762711862]
["CNT-L620D33V18-22TE","Преобразователь частоты CONTROL-L620 380В, 3Ф 18-22 kW IEK","шт",null,"Гофрокороб",2,1,1,62897,53302.542372881348,null,null,"Выгодный курс",56607.3,47972.288135593219,null,null,"2018-01-24"]
["CNT-L620D33V22-30TE","Преобразователь частоты CONTROL-L620 380В, 3Ф 22-30 kW IEK","шт",null,"Гофрокороб",2,1,1,75997,64404.237288135591,null,null,"Выгодный курс",68397.3,57963.813559322029,null,null,"2018-01-24"]
["CNT-L620D33V30-37TE","Преобразователь частоты CONTROL-L620 380В, 3Ф 30-37 kW IEK","шт",null,"Гофрокороб",2,1,1,90897,77031.355932203383,null,null,"Выгодный курс",81807.3,69328.220338983054,null,null,"2018-01-24"]
["CNT-L620D33V37-45TE","Преобразователь частоты CONTROL-L620 380В, 3Ф 37-45kW 75-90A IEK","шт",null,"Гофрокороб",1,1,1,105987,89819.491525423713]
["CNT-L620D33V45-55TE","Преобразователь частоты CONTROL-L620 380В, 3Ф 45-55 kW 90-110A IEK","шт",null,"Гофрокороб",1,1,1,127889,108380.50847457627]
["CNT-L620D33V55-75TE","Преобразователь частоты CONTROL-L620 380В, 3Ф 55-75 kW 110-152A IEK","шт",null,"Гофрокороб",1,1,1,139889,118550]
["CNT-L620D33V75-93TE","Преобразователь частоты CONTROL-L620 380В, 3Ф 75-93 kW 152-176A IEK","шт",null,"Гофрокороб",1,1,1,179987,152531.35593220338]
["CNT-L620D33V93-110TE","Преобразователь частоты CONTROL-L620 380В, 3Ф 93-110 kW 176-210A IEK","шт",null,"Гофрокороб",1,1,1,219998,186438.98305084746]
["K800-33E0075-015TSIP20","Преобразователь частоты K800 380В, 3Ф 0,75-1,5 kW 3,4-4,1А серии ONI","шт",null,"Гофрокороб",6,1,1,27632,23416.949152542369,null,null,"Выгодный курс",26250.400000000001,22246.101694915251,null,null,"2018-01-24"]
["K800-33E015-022TSIP20","Преобразователь частоты K800 380В, 3Ф 1,5-2,2 kW 4,8-5,4А серии ONI","шт",null,"Гофрокороб",6,1,1,29997,25421.18644067796,null,null,"Выгодный курс",28497.15,24150.127118644061,null,null,"2018-01-24"]
["K800-33E022-037TSIP20","Преобразователь частоты K800 380В, 3Ф 2,2-3,7 kW 5,5-6,9А серии ONI","шт",null,"Гофрокороб",6,1,1,31878,27015.254237288129,null,null,"Выгодный курс",30284.1,25664.49152542372,null,null,"2018-01-24"]
["K800-33E037-055TSIP20","Преобразователь частоты K800 380В, 3Ф 3,7 -5,5kW 9 -11А серии ONI","шт",null,"Гофрокороб",3,1,1,40840,34610.169491525419,null,null,"Выгодный курс",38798,32879.661016949147,null,null,"2018-01-24"]
["K800-33E055-075TSIP20","Преобразователь частоты K800 380В, 3Ф 5,5-7,5 kW 12-13А серии ONI","шт",null,"Гофрокороб",3,1,1,44552,37755.932203389828,null,null,"Выгодный курс",42324.41,35868.144067796609,null,null,"2018-01-24"]
["K800-33E075-11TSIP20","Преобразователь частоты K800 380В, 3Ф 7,5-11 kW 18 - 24А серии ONI","шт",null,"Гофрокороб",2,1,1,53575,45402.542372881348,null,null,"Выгодный курс",50896.26,43132.423728813548,null,null,"2018-01-24"]
["K800-33E11-15TSIP20","Преобразователь частоты K800 380В, 3Ф 11 -15 kW 24 - 31А серии ONI","шт",null,"Гофрокороб",2,1,1,67665,57343.220338983047,null,null,"Выгодный курс",64281.75,54476.059322033892,null,null,"2018-01-24"]
["K800-33E15-18TSIP20","Преобразователь частоты K800 380В, 3Ф 15 - 18 kW 31-38А серии ONI","шт",null,"Гофрокороб",2,1,1,80139,67914.406779661003,null,null,"Выгодный курс",76132.05,64518.686440677957,null,null,"2018-01-24"]
["K800-33E18-22TSIP20","Преобразователь частоты K800 380В, 3Ф 18 - 22 kW 38-44А серии ONI","шт",null,"Гофрокороб",1,1,1,87268,73955.932203389835]
["K800-33E22-30TSIP20","Преобразователь частоты K800 380В, 3Ф 22 - 30kW 44-57А серии ONI","шт",null,"Гофрокороб",1,1,1,103987,88124.576271186437,null,null,"Выгодный курс",98787.65,83718.347457627111,null,null,"2018-01-24"]
["K800-33E30-37TSIP20","Преобразователь частоты K800 380В, 3Ф 30 - 37 kW 60-70А серии ONI","шт",null,"Гофрокороб",1,1,1,127813,108316.10169491525,null,null,"Выгодный курс",121422.35,102900.29661016949,null,null,"2018-01-24"]
["M680-33E0040-0075TIP20","Преобразователь частоты M680 380В, 3Ф 0,4-0,75 kW 1,5-2,5А серии ONI","шт","Заказная","Гофрокороб",8,1,1,10769,9126.2711864406701]
["M680-33E0075-015TIP20","Преобразователь частоты M680 380В, 3Ф 0,75-1,5 kW 2,5-4,2А серии ONI","шт",null,"Гофрокороб",8,1,1,11749,9956.7796610169407]
["M680-33E015-022TIP20","Преобразователь частоты M680 380В, 3Ф 1,5-2,2 kW 4,2-5,4А серии ONI","шт",null,"Гофрокороб",8,1,1,13397,11353.389830508469]
["M680-33E022-037TIP20","Преобразователь частоты M680 380В, 3Ф 2,2 - 3,7 kW 5,5-6,9А серии ONI","шт",null,"Гофрокороб",8,1,1,14287,12107.627118644061]
["M680-33E037-055TIP20","Преобразователь частоты M680 380В, 3Ф 3,7 -5,5 kW 9 -10,7А серии ONI","шт",null,"Гофрокороб",6,1,1,18169,15397.45762711864]
["M680-33E055-075TIP20","Преобразователь частоты M680 380В, 3Ф 5,5-7,5 kW 12-18А серии ONI","шт",null,"Гофрокороб",6,1,1,22197,18811.016949152541]
["M680-33E075-11TIP20","Преобразователь частоты M680 380В, 3Ф 7,5-11 kW 18 - 24А серии ONI","шт",null,"Гофрокороб",2,1,1,27298,23133.898305084738]
["M680-33E110-132IP20","Преобразователь частоты  M680 380В, 3Ф 110 - 132 kW 215-248A серии ONI","шт","Заказная","Гофрокороб",1,1,1,299749,254024.57627118644]
["M680-33E11-15TIP20","Преобразователь частоты M680 380В, 3Ф 11 -15 kW 24 - 31А серии ONI","шт",null,"Гофрокороб",2,1,1,35967,30480.508474576269]
["M680-33E15-18TIP20","Преобразователь частоты M680 380В, 3Ф 15 - 18 kW 31-38А серии ONI","шт",null,"Гофрокороб",2,1,1,41197,34912.711864406767]
["M680-33E18-22TIP20","Преобразователь частоты M680 380В, 3Ф 18 - 22 kW 38-43А серии ONI","шт",null,"Гофрокороб",2,1,1,68987,58463.559322033892]
["M680-33E22-30TIP20","Преобразователь частоты M680 380В, 3Ф 22 - 30 kW 44-57А серии ONI","шт",null,"Гофрокороб",1,1,1,78959,66914.406779661003]
["M680-33E30-37TIP20","Преобразователь частоты M680 380В, 3Ф 30 - 37 kW 60-70А серии ONI","шт",null,"Гофрокороб",1,1,1,94890,80415.254237288129]
["M680-33E37-45IP20","Преобразователь частоты M680 380В, 3Ф 37 - 45 kW 75-92A серии ONI","шт",null,"Гофрокороб",1,1,1,114467,97005.932203389835]
["M680-33E45-55IP20","Преобразователь частоты M680 380В, 3Ф 45 - 55 kW 92-115A серии ONI","шт",null,"Гофрокороб",1,1,1,144959,122846.61016949153]
["M680-33E55-75IP20","Преобразователь частоты  M680 380В, 3Ф 55 - 75 kW 115-150A серии ONI","шт",null,"Гофрокороб",1,1,1,157990,133889.83050847458]
["M680-33E75-90IP20","Преобразователь частоты  M680 380В, 3Ф 75 - 90 kW 150-180A серии ONI","шт","Заказная","Гофрокороб",1,1,1,199897,169404.2372881356]
["M680-33E90-110IP20","Преобразователь частоты  M680 380В, 3Ф 90 - 110 kW 180-215A серии ONI","шт","Заказная","Гофрокороб",1,1,1,259887,220243.22033898305]
["13.01.02 Устройства плавного пуска"]
["13.01.02 Устройства плавного пуска"]
["SFA-33-055B-IP20","Устройство плавного пуска SFA 5,5 kW 380В 3Ф 13A ONI","шт",null,null,8,1,1,16472,13959.322033898299]
["SFA-33-075B-IP20","Устройство плавного пуска SFA 7,5 kW 380В 3Ф 17A ONI","шт",null,null,8,1,1,16979,14388.98305084745]
["SFA-33-11B-IP20","Устройство плавного пуска SFA 11 kW 380В 3Ф 25A ONI","шт",null,null,8,1,1,17688,14989.83050847457]
["SFA-33-15B-IP20","Устройство плавного пуска SFA 15 kW 380В 3Ф 32A ONI","шт",null,null,8,1,1,18639,15795.7627118644]
["SFA-33-18B-IP20","Устройство плавного пуска SFA 18,5 kW 380В 3Ф 37A ONI","шт",null,null,8,1,1,19811,16788.983050847452]
["SFA-33-22B-IP20","Устройство плавного пуска SFA 22 kW 380В 3Ф 45A ONI","шт",null,null,8,1,1,22298,18896.61016949152]
["SFA-33-30B-IP20","Устройство плавного пуска SFA 30 kW 380В 3Ф 60A ONI","шт",null,null,8,1,1,26996,22877.96610169491]
["SFA-33-37B-IP20","Устройство плавного пуска SFA 37 kW 380В 3Ф 75A ONI","шт",null,null,8,1,1,29652,25128.813559322029]
["SFA-33-45B-IP20","Устройство плавного пуска SFA 45 kW 380В 3Ф 90A ONI","шт",null,null,8,1,1,35219,29846.61016949152]
["13.02 Оборудование автоматизации процессов"]
["13.02.01 Программируемые логические контроллеры"]
["13.02.01.01 Логические реле"]
["PLR-S-CPU-0804","Логическое реле PLR-S. CPU0804 серии ONI","шт",null,null,89,1,1,5249.45,4448.6864406779596]
["PLR-S-CPU-1206","Логическое реле PLR-S. CPU1206 серии ONI","шт",null,null,65,1,1,9756.26,8268.0169491525394]
["PLR-S-CPU-1410","Логическое реле PLR-S. CPU1410 серии ONI","шт",null,null,47,1,1,13648.71,11566.7033898305]
["PLR-S-EMA-0002","Логическое реле PLR-S. 2AO серии ONI","шт",null,null,89,1,1,9311.6,7891.1864406779596]
["PLR-S-EMA-0400","Логическое реле PLR-S. 4AI серии ONI","шт",null,null,89,1,1,8484.9,7190.5932203389802]
["PLR-S-EMA-PT100","Логическое реле PLR-S. 3 RTD серии ONI","шт",null,null,89,1,1,7387.02,6260.1864406779596]
["PLR-S-EMC-RS485","Логическое реле PLR-S. RS485 серии ONI","шт",null,null,89,1,1,3620.36,3068.1016949152499]
["PLR-S-EMD-0808","Логическое реле PLR-S. 8DI/8DO серии ONI","шт",null,null,76,1,1,8628.07,7311.92372881355]
["13.02.01.02 Базовые ПЛК"]
["PLC-S-CPU-0806","ПЛК S. CPU0806 серии ONI","шт",null,null,14,1,1,19690.21,16686.618644067788]
["PLC-S-CPU-0808","ПЛК S. CPU0808 серии ONI","шт",null,null,14,1,1,14979.09,12694.144067796609]
["PLC-S-CPU-1616","ПЛК S. CPU1616 серии ONI","шт",null,null,14,1,1,22512.19,19078.127118644061]
["PLC-S-CPU-1616-SD","ПЛК S. CPU1616-SD серии ONI","шт",null,null,14,1,1,25334.18,21469.644067796609]
["PLC-S-EXA-0004","ПЛК S. 4AO серии ONI","шт",null,null,14,1,1,16397.91,13896.533898305081]
["PLC-S-EXA-0202","ПЛК S. 2AI/2AO серии ONI","шт",null,null,14,1,1,20630.87,17483.788135593219]
["PLC-S-EXA-0400","ПЛК S. 4AI серии ONI","шт",null,null,14,1,1,16397.91,13896.533898305081]
["PLC-S-EXC-2348","ПЛК S. RS232/485 серии ONI","шт",null,null,14,1,1,16241.12,13763.661016949151]
["PLC-S-EXC-ETHERNET","ПЛК S. Ethernet серии ONI","шт",null,null,14,1,1,19376.650000000001,16420.889830508469]
["PLC-S-EXD-0016","ПЛК S. 16DO серии ONI","шт",null,null,14,1,1,8986.4699999999993,7615.6525423728799]
["PLC-S-EXD-0032","ПЛК S. 32DO серии ONI","шт",null,null,14,1,1,9861.7000000000007,8357.3728813559301]
["PLC-S-EXD-0808","ПЛК S. 08DI/08DO серии ONI","шт",null,null,14,1,1,8986.4699999999993,7615.6525423728799]
["PLC-S-EXD-1616","ПЛК S. 16DI/16DO серии ONI","шт",null,null,14,1,1,9984.9699999999993,8461.8389830508404]
["PLC-S-EXD-3200","ПЛК S. 32DI серии ONI","шт",null,null,14,1,1,8219.6299999999992,6965.7881355932204]
["PLC-S-RTD","ПЛК S. 4RTD серии ONI","шт",null,null,14,1,1,18749.55,15889.449152542369]
["13.02.01.05 Аксессуары ПЛК"]
["PLC-TB","ПЛК S. Терминальный блок серии ONI","шт",null,null,14,1,1,1876.37,1590.14406779661]
["PLC-TB-CABLE-16","ПЛК S. Кабель для 16DI/16DO серии ONI","шт",null,null,25,1,1,3031.2,2568.81355932203]
["PLC-TB-CABLE-32","ПЛК S. Кабель для 32DI/DO серии ONI","шт",null,null,25,1,1,3031.2,2568.81355932203]
["PLR-S-CABLE-RS232","Логическое реле PLR-S. RS-232 серии ONI","шт",null,null,111,1,1,3251.28,2755.3220338983001]
["PLR-S-CABLE-USB","Логическое реле PLR-S. USB кабель серии ONI","шт",null,null,111,1,1,3557.02,3014.42372881355]
["13.02.02 Человеко-машинный интерфейс"]
["13.02.02.01 Базовые панели оператора"]
["ETG-CP-043","Панель оператора  ETG 4,3” серии ONI","шт",null,null,28,1,1,15992.52,13552.98305084745]
["ETG-CP-070","Панель оператора ETG 7” серии ONI","шт",null,null,10,1,1,18306.330000000002,15513.83898305084]
["ETG-CP-097","Панель оператора ETG 9,7” серии ONI","шт",null,null,10,1,1,27543.93,23342.313559322029]
["ETG-CP-121","Панель оператора  ETG 12,1” серии ONI","шт",null,null,3,1,1,87920.51,74508.906779661003]
["ETG-CP-150","Панель оператора  ETG 15” серии ONI","шт",null,null,2,1,1,97035.62,82233.576271186437]
["TD-MP-043","Текстовая панель TD серии ONI","шт",null,null,28,1,1,6446.25,5462.92372881355]

{"sheet":"Акция","index":1,"n_rows":146,"n_cols":5,"rows_kept":146,"cut":false,"hidden":false,"merged":[[2,0,2,2]]}
[]
[]
["Перечень и стоимость продукции IEK®, участвующей в акциях. "]
[]
["Артикул","Наименование","Базовая цена в период акции, вкл. НДС, руб.","Название акции","дата окончания"]
["DRV090-L8-000-7-0720","Эл.Двиг.3ф.АИР 90LA8 380В 0,75кВт 750об/мин 2081 DRIVE IEK",10173.219999999999,"Выгодный курс","2018-01-24"]
["DRV071-A6-000-4-1010","Эл.Двиг.3ф.АИР 71A6 380В 0,37кВт 1000об/мин 1081 DRIVE IEK",3891.72,"Выгодный курс","2018-01-24"]
["DRV056-A4-000-1-1530","Эл.Двиг.3ф.АИР 56A4 380В 0,12кВт 1500об/мин 3081 DRIVE IEK",2966.46,"Выгодный курс","2018-01-24"]
["DRV063-B2-000-5-3030","Эл.Двиг.3ф.АИР 63B2 380В 0,55кВт 3000об/мин 3081 DRIVE IEK",3376.91,"Выгодный курс","2018-01-24"]
["DRV112-B8-003-0-0710","Эл.Двиг.3ф.АИР 112MB8 380В 3кВт 750об/мин 1081 DRIVE IEK",13713.02,"Выгодный курс","2018-01-24"]
["DRV071-B2-001-1-3030","Эл.Двиг.3ф.АИР 71B2 380В 1,1кВт 3000об/мин 3081 DRIVE IEK",4210.49,"Выгодный курс","2018-01-24"]
["DRV100-L8-001-5-0710","Эл.Двиг.3ф.АИР 100L8 380В 1,5кВт 750об/мин 1081 DRIVE IEK",9917.44,"Выгодный курс","2018-01-24"]
["DRV071-A4-000-5-1530","Эл.Двиг.3ф.АИР 71A4 380В 0,55кВт 1500об/мин 3081 DRIVE IEK",4086.29,"Выгодный курс","2018-01-24"]
["DRV080-A4-001-1-1530","Эл.Двиг.3ф.АИР 80A4 380В 1,1кВт 1500об/мин 3081 DRIVE IEK",5514.27,"Выгодный курс","2018-01-24"]
["DRV112-M2-007-5-3030","Эл.Двиг.3ф.АИР 112M2 380В 7,5кВт 3000об/мин 3081 DRIVE IEK",14862.27,"Выгодный курс","2018-01-24"]
["AIS090-S4-001-1-1510","Эл.Двиг.3ф.АИС 90S4 380В 1,1кВт 1500об/мин 1081 DRIVE IEK",6795.01,"Выгодный курс","2018-01-24"]
["AIS071-B2-000-6-3020","Эл.Двиг.3ф.АИС 71B2 380В 0,55кВт 3000об/мин 2081 DRIVE IEK",4185,"Выгодный курс","2018-01-24"]
["AIS112-M4-004-0-1520","Эл.Двиг.3ф.АИС 112M4 380В 4кВт 1500об/мин 2081 DRIVE IEK",14345,"Выгодный курс","2018-01-24"]
["AIS100-L4-002-2-1520","Эл.Двиг.3ф.АИС 100L4 380В 2,2кВт 1500об/мин 2081 DRIVE IEK",11205,"Выгодный курс","2018-01-24"]
["AIS132-S6-003-0-1020","Эл.Двиг.3ф.АИС 132S6 380В 3кВт 1000об/мин 2081 DRIVE IEK",16380,"Выгодный курс","2018-01-24"]
["AIS080-B6-000-6-1010","Эл.Двиг.3ф.АИС 80B6 380В 0,55кВт 1000об/мин 1081 DRIVE IEK",5571,"Выгодный курс","2018-01-24"]
["AIS090-L2-002-2-3010","Эл.Двиг.3ф.АИС 90L2 380В 2,2кВт 3000об/мин 1081 DRIVE IEK",7515,"Выгодный курс","2018-01-24"]
["AIS071-A2-000-4-3020","Эл.Двиг.3ф.АИС 71А2 380В 0,37кВт 3000об/мин 2081 DRIVE IEK",4185,"Выгодный курс","2018-01-24"]
["DRV056-B2-000-3-3010","Эл.Двиг.3ф.АИР 56B2 380В 0,25кВт 3000об/мин 1081 DRIVE IEK",2825.22,"Выгодный курс","2018-01-24"]
["DRV063-A4-000-3-1530","Эл.Двиг.3ф.АИР 63A4 380В 0,25кВт 1500об/мин 3081 DRIVE IEK",3350.83,"Выгодный курс","2018-01-24"]
["DRV090-B8-001-1-0720","Эл.Двиг.3ф.АИР 90LB8 380В 1,1кВт 750об/мин 2081 DRIVE IEK",10275.969999999999,"Выгодный курс","2018-01-24"]
["DRV056-B4-000-2-1530","Эл.Двиг.3ф.АИР 56B4 380В 0,18кВт 1500об/мин 3081 DRIVE IEK",2966.46,"Выгодный курс","2018-01-24"]
["DRV112-B8-003-0-0720","Эл.Двиг.3ф.АИР 112MB8 380В 3кВт 750об/мин 2081 DRIVE IEK",14398.68,"Выгодный курс","2018-01-24"]
["DRV112-M4-005-5-1530","Эл.Двиг.3ф.АИР 112M4 380В 5,5кВт 1500об/мин 3081 DRIVE IEK",14398.68,"Выгодный курс","2018-01-24"]
["DRV063-B6-000-3-1020","Эл.Двиг.3ф.АИР 63B6 380В 0,25кВт 1000об/мин 2081 DRIVE IEK",3615.92,"Выгодный курс","2018-01-24"]
["DRV071-A6-000-4-1020","Эл.Двиг.3ф.АИР 71A6 380В 0,37кВт 1000об/мин 2081 DRIVE IEK",4086.29,"Выгодный курс","2018-01-24"]
["DRV056-B2-000-3-3020","Эл.Двиг.3ф.АИР 56B2 380В 0,25кВт 3000об/мин 2081 DRIVE IEK",2966.46,"Выгодный курс","2018-01-24"]
["DRV132-M8-005-5-0710","Эл.Двиг.3ф.АИР 132M8 380В 5,5кВт 750об/мин 1081 DRIVE IEK",22074.17,"Выгодный курс","2018-01-24"]
["DRV112-B6-004-0-1030","Эл.Двиг.3ф.АИР 112MB6 380В 4кВт 1000об/мин 3081 DRIVE IEK",14132.01,"Выгодный курс","2018-01-24"]
["AIS090-L4-001-5-1510","Эл.Двиг.3ф.АИС 90L4 380В 1,5кВт 1500об/мин 1081 DRIVE IEK",7515,"Выгодный курс","2018-01-24"]
["AIS112-L2-005-5-3020","Эл.Двиг.3ф.АИС 112L2 380В 5,5кВт 3000об/мин 2081 DRIVE IEK",14580,"Выгодный курс","2018-01-24"]
["AIS063-B4-000-2-1510","Эл.Двиг.3ф.АИС 63B4 380В 0,18кВт 1500об/мин 1081 DRIVE IEK",3321,"Выгодный курс","2018-01-24"]
["AIS100-L2-003-0-3010","Эл.Двиг.3ф.АИС 100L2 380В 3кВт 3000об/мин 1081 DRIVE IEK",10665.01,"Выгодный курс","2018-01-24"]
["AIS100-B4-003-0-1510","Эл.Двиг.3ф.АИС 100LB4 380В 3кВт 1500об/мин 1081 DRIVE IEK",11070,"Выгодный курс","2018-01-24"]
["AIS056-B4-000-1-1510","Эл.Двиг.3ф.АИС 56B4 380В 0,09кВт 1500об/мин 1081 DRIVE IEK",2871,"Выгодный курс","2018-01-24"]
["AIS132-B2-007-5-3010","Эл.Двиг.3ф.АИС 132SB2 380В 7,5кВт 3000об/мин 1081 DRIVE IEK",18990,"Выгодный курс","2018-01-24"]
["AIS112-M2-004-0-3010","Эл.Двиг.3ф.АИС 112M2 380В 4кВт 3000об/мин 1081 DRIVE IEK",13005,"Выгодный курс","2018-01-24"]
["DRV132-M4-011-0-1530","Эл.Двиг.3ф.АИР 132M4 380В 11кВт 1500об/мин 3081 DRIVE IEK",21522.29,"Выгодный курс","2018-01-24"]
["DRV056-B2-000-3-3030","Эл.Двиг.3ф.АИР 56B2 380В 0,25кВт 3000об/мин 3081 DRIVE IEK",2966.46,"Выгодный курс","2018-01-24"]
["DRV056-A4-000-1-1520","Эл.Двиг.3ф.АИР 56A4 380В 0,12кВт 1500об/мин 2081 DRIVE IEK",2966.46,"Выгодный курс","2018-01-24"]
["DRV132-M2-011-0-3030","Эл.Двиг.3ф.АИР 132M2 380В 11кВт 3000об/мин 3081 DRIVE IEK",19237.810000000001,"Выгодный курс","2018-01-24"]
["DRV080-B6-001-1-1030","Эл.Двиг.3ф.АИР 80B6 380В 1,1кВт 1000об/мин 3081 DRIVE IEK",6451.12,"Выгодный курс","2018-01-24"]
["DRV112-M8-002-2-0710","Эл.Двиг.3ф.АИР 112MA8 380В 2,2кВт 750об/мин 1081 DRIVE IEK",14672.23,"Выгодный курс","2018-01-24"]
["DRV090-L8-000-7-0730","Эл.Двиг.3ф.АИР 90LA8 380В 0,75кВт 750об/мин 3081 DRIVE IEK",10173.219999999999,"Выгодный курс","2018-01-24"]
["DRV132-M4-011-0-1520","Эл.Двиг.3ф.АИР 132M4 380В 11кВт 1500об/мин 2081 DRIVE IEK",21522.29,"Выгодный курс","2018-01-24"]
["AIS132-S2-005-5-3010","Эл.Двиг.3ф.АИС 132S2 380В 5,5кВт 3000об/мин 1081 DRIVE IEK",17280,"Выгодный курс","2018-01-24"]
["AIS132-B2-007-5-3020","Эл.Двиг.3ф.АИС 132SB2 380В 7,5кВт 3000об/мин 2081 DRIVE IEK",19710,"Выгодный курс","2018-01-24"]
["AIS132-S2-005-5-3020","Эл.Двиг.3ф.АИС 132S2 380В 5,5кВт 3000об/мин 2081 DRIVE IEK",18360.009999999998,"Выгодный курс","2018-01-24"]
["AIS071-B2-000-6-3010","Эл.Двиг.3ф.АИС 71B2 380В 0,55кВт 3000об/мин 1081 DRIVE IEK",4131,"Выгодный курс","2018-01-24"]
["AIS132-S4-005-5-1510","Эл.Двиг.3ф.АИС 132S4 380В 5,5кВт 1500об/мин 1081 DRIVE IEK",17280,"Выгодный курс","2018-01-24"]
["DRV160-M2-018-5-3020","Эл.Двиг.3ф.АИР 160M2 660В 18,5кВт 3000об/мин 2081 DRIVE ИЭК",30179.7,"Выгодный курс","2018-01-24"]
["DRV160-S8-007-5-0720","Эл.Двиг.3ф.АИР 160S8 660В 7,5кВт 750об/мин 2081 DRIVE ИЭК",28036.52,"Выгодный курс","2018-01-24"]
["DRV090-L6-001-5-1010","Эл.Двиг.3ф.АИР 90L6 380В 1,5кВт 1000об/мин 1081 DRIVE ИЭК",7309.66,"Выгодный курс","2018-01-24"]
["DRV056-B4-000-2-1520","Эл.Двиг.3ф.АИР 56B4 380В 0,18кВт 1500об/мин 2081 DRIVE ИЭК",2966.46,"Выгодный курс","2018-01-24"]
["DRV112-M2-007-5-3020","Эл.Двиг.3ф.АИР 112M2 380В 7,5кВт 3000об/мин 2081 DRIVE ИЭК",14862.27,"Выгодный курс","2018-01-24"]
["DRV132-S4-007-5-1530","Эл.Двиг.3ф.АИР 132S4 380В 7,5кВт 1500об/мин 3081 DRIVE IEK",19170.189999999999,"Выгодный курс","2018-01-24"]
["DRV056-A2-000-2-3020","Эл.Двиг.3ф.АИР 56A2 380В 0,18кВт 3000об/мин 2081 DRIVE IEK",2966.46,"Выгодный курс","2018-01-24"]
["DRV080-A6-000-7-1030","Эл.Двиг.3ф.АИР 80A6 380В 0,75кВт 1000об/мин 3081 DRIVE IEK",5466.17,"Выгодный курс","2018-01-24"]
["DRV090-B8-001-1-0710","Эл.Двиг.3ф.АИР 90LB8 380В 1,1кВт 750об/мин 1081 DRIVE IEK",9786.6299999999992,"Выгодный курс","2018-01-24"]
["DRV071-B4-000-7-1530","Эл.Двиг.3ф.АИР 71B4 380В 0,75кВт 1500об/мин 3081 DRIVE IEK",4446.6899999999996,"Выгодный курс","2018-01-24"]
["DRV100-L6-002-2-1030","Эл.Двиг.3ф.АИР 100L6 380В 2,2кВт 1000об/мин 3081 DRIVE IEK",10033.799999999999,"Выгодный курс","2018-01-24"]
["DRV090-L4-002-2-1530","Эл.Двиг.3ф.АИР 90L4 380В 2,2кВт 1500об/мин 3081 DRIVE IEK",7226.82,"Выгодный курс","2018-01-24"]
["DRV090-L2-003-0-3030","Эл.Двиг.3ф.АИР 90L2 380В 3кВт 3000об/мин 3081 DRIVE IEK",7523.08,"Выгодный курс","2018-01-24"]
["DRV063-A6-000-2-1020","Эл.Двиг.3ф.АИР 63A6 380В 0,18кВт 1000об/мин 2081 DRIVE IEK",3253.21,"Выгодный курс","2018-01-24"]
["AIS063-B2-000-3-3020","Эл.Двиг.3ф.АИС 63B2 380В 0,25кВт 3000об/мин 2081 DRIVE IEK",3402,"Выгодный курс","2018-01-24"]
["AIS063-B4-000-2-1520","Эл.Двиг.3ф.АИС 63B4 380В 0,18кВт 1500об/мин 2081 DRIVE IEK",3402,"Выгодный курс","2018-01-24"]
["AIS090-S2-001-5-3020","Эл.Двиг.3ф.АИС 90S2 380В 1,5кВт 3000об/мин 2081 DRIVE IEK",7020,"Выгодный курс","2018-01-24"]
["AIS100-L2-003-0-3020","Эл.Двиг.3ф.АИС 100L2 380В 3кВт 3000об/мин 2081 DRIVE IEK",11205,"Выгодный курс","2018-01-24"]
["AIS100-L4-002-2-1510","Эл.Двиг.3ф.АИС 100L4 380В 2,2кВт 1500об/мин 1081 DRIVE IEK",10665.01,"Выгодный курс","2018-01-24"]
["AIS090-S4-001-1-1520","Эл.Двиг.3ф.АИС 90S4 380В 1,1кВт 1500об/мин 2081 DRIVE IEK",7020,"Выгодный курс","2018-01-24"]
["AIS132-M4-007-5-1520","Эл.Двиг.3ф.АИС 132M4 380В 7,5кВт 1500об/мин 2081 DRIVE IEK",21690,"Выгодный курс","2018-01-24"]
["AIS100-B4-003-0-1520","Эл.Двиг.3ф.АИС 100LB4 380В 3кВт 1500об/мин 2081 DRIVE IEK",11790.01,"Выгодный курс","2018-01-24"]
["AIS160-L4-015-0-1520","Эл.Двиг.3ф.АИС 160L4 660В 15кВт 1500об/мин 2081 DRIVE IEK",41895,"Выгодный курс","2018-01-24"]
["DRV200-M4-037-0-1510","Эл.Двиг.3ф.АИР 200M4 660В 37кВт 1500об/мин 1081 DRIVE ИЭК",57075.199999999997,"Выгодный курс","2018-01-24"]
["DRV080-B6-001-1-1020","Эл.Двиг.3ф.АИР 80B6 380В 1,1кВт 1000об/мин 2081 DRIVE ИЭК",6451.12,"Выгодный курс","2018-01-24"]
["DRV160-S6-011-0-1020","Эл.Двиг.3ф.АИР 160S6 660В 11кВт 1000об/мин 2081 DRIVE ИЭК",32189.01,"Выгодный курс","2018-01-24"]
["DRV080-A6-000-7-1020","Эл.Двиг.3ф.АИР 80A6 380В 0,75кВт 1000об/мин 2081 DRIVE ИЭК",5466.17,"Выгодный курс","2018-01-24"]
["DRV100-L6-002-2-1010","Эл.Двиг.3ф.АИР 100L6 380В 2,2кВт 1000об/мин 1081 DRIVE ИЭК",9556.01,"Выгодный курс","2018-01-24"]
["DRV180-M6-018-5-1010","Эл.Двиг.3ф.АИР 180M6 660В 18,5кВт 1000об/мин 1081 DRIVE ИЭК",41908.089999999997,"Выгодный курс","2018-01-24"]
["DRV132-S6-005-5-1010","Эл.Двиг.3ф.АИР 132S6 380В 5,5кВт 1000об/мин 1081 DRIVE ИЭК",17773.080000000002,"Выгодный курс","2018-01-24"]
["DRV160-S8-007-5-0710","Эл.Двиг.3ф.АИР 160S8 660В 7,5кВт 750об/мин 1081 DRIVE ИЭК",26701.46,"Выгодный курс","2018-01-24"]
["DRV112-B6-004-0-1020","Эл.Двиг.3ф.АИР 112MB6 380В 4кВт 1000об/мин 2081 DRIVE ИЭК",14132.01,"Выгодный курс","2018-01-24"]
["DRV063-A4-000-3-1510","Эл.Двиг.3ф.АИР 63A4 380В 0,25кВт 1500об/мин 1081 DRIVE ИЭК",3191.25,"Выгодный курс","2018-01-24"]
["DRV071-A4-000-5-1520","Эл.Двиг.3ф.АИР 71A4 380В 0,55кВт 1500об/мин 2081 DRIVE ИЭК",4086.27,"Выгодный курс","2018-01-24"]
["DRV063-A6-000-2-1010","Эл.Двиг.3ф.АИР 63A6 380В 0,18кВт 1000об/мин 1081 DRIVE IEK",3270.43,"Выгодный курс","2018-01-24"]
["DRV056-A2-000-2-3030","Эл.Двиг.3ф.АИР 56A2 380В 0,18кВт 3000об/мин 3081 DRIVE IEK",2966.46,"Выгодный курс","2018-01-24"]
["DRV080-B8-000-5-0720","Эл.Двиг.3ф.АИР 80B8 380В 0,55кВт 750об/мин 2081 DRIVE IEK",7336.86,"Выгодный курс","2018-01-24"]
["DRV063-B4-000-4-1530","Эл.Двиг.3ф.АИР 63B4 380В 0,37кВт 1500об/мин 3081 DRIVE IEK",3615.92,"Выгодный курс","2018-01-24"]
["DRV063-A2-000-4-3010","Эл.Двиг.3ф.АИР 63A2 380В 0,37кВт 3000об/мин 1081 DRIVE IEK",3098.3,"Выгодный курс","2018-01-24"]
["DRV071-B6-000-5-1030","Эл.Двиг.3ф.АИР 71B6 380В 0,55кВт 1000об/мин 3081 DRIVE IEK",4446.6899999999996,"Выгодный курс","2018-01-24"]
["DRV056-A2-000-2-3010","Эл.Двиг.3ф.АИР 56A2 380В 0,18кВт 3000об/мин 1081 DRIVE IEK",2825.22,"Выгодный курс","2018-01-24"]
["DRV080-B8-000-5-0710","Эл.Двиг.3ф.АИР 80B8 380В 0,55кВт 750об/мин 1081 DRIVE IEK",6987.49,"Выгодный курс","2018-01-24"]
["DRV090-L6-001-5-1030","Эл.Двиг.3ф.АИР 90L6 380В 1,5кВт 1000об/мин 3081 DRIVE IEK",7675.16,"Выгодный курс","2018-01-24"]
["AIS071-B4-000-4-1520","Эл.Двиг.3ф.АИС 71B4 380В 0,37кВт 1500об/мин 2081 DRIVE IEK",4185,"Выгодный курс","2018-01-24"]
["AIS090-L4-001-5-1520","Эл.Двиг.3ф.АИС 90L4 380В 1,5кВт 1500об/мин 2081 DRIVE IEK",7785,"Выгодный курс","2018-01-24"]
["AIS112-M2-004-0-3020","Эл.Двиг.3ф.АИС 112M2 380В 4кВт 3000об/мин 2081 DRIVE IEK",13455,"Выгодный курс","2018-01-24"]
["AIS160-M2-011-0-3010","Эл.Двиг.3ф.АИС 160M2 660В 11кВт 3000об/мин 1081 DRIVE IEK",35460,"Выгодный курс","2018-01-24"]
["AIS180-L4-022-0-1510","Эл.Двиг.3ф.АИС 180L4 660В 22кВт 1500об/мин 1081 DRIVE IEK",47700,"Выгодный курс","2018-01-24"]
["DRV200-M2-037-0-3020","Эл.Двиг.3ф.АИР 200M2 660В 37кВт 3000об/мин 2081 DRIVE ИЭК",56330.43,"Выгодный курс","2018-01-24"]
["DRV180-M6-018-5-1020","Эл.Двиг.3ф.АИР 180M6 660В 18,5кВт 1000об/мин 2081 DRIVE ИЭК",44003.49,"Выгодный курс","2018-01-24"]
["DRV063-B4-000-4-1510","Эл.Двиг.3ф.АИР 63B4 380В 0,37кВт 1500об/мин 1081 DRIVE ИЭК",3443.74,"Выгодный курс","2018-01-24"]
["DRV071-B4-000-7-1510","Эл.Двиг.3ф.АИР 71B4 380В 0,75кВт 1500об/мин 1081 DRIVE ИЭК",4470.22,"Выгодный курс","2018-01-24"]
["DRV063-B4-000-4-1520","Эл.Двиг.3ф.АИР 63B4 380В 0,37кВт 1500об/мин 2081 DRIVE ИЭК",3615.92,"Выгодный курс","2018-01-24"]
["DRV180-M2-030-0-3020","Эл.Двиг.3ф.АИР 180M2 660В 30кВт 3000об/мин 2081 DRIVE ИЭК",46950.82,"Выгодный курс","2018-01-24"]
["DRV056-B4-000-2-1510","Эл.Двиг.3ф.АИР 56B4 380В 0,18кВт 1500об/мин 1081 DRIVE ИЭК",2825.22,"Выгодный курс","2018-01-24"]
["DRV112-M4-005-5-1510","Эл.Двиг.3ф.АИР 112M4 380В 5,5кВт 1500об/мин 1081 DRIVE ИЭК",13713.02,"Выгодный курс","2018-01-24"]
["K800-33E075-11TSIP20","Преобразователь частоты K800 380В, 3Ф 7,5-11 kW 18 - 24А серии ONI",50896.26,"Выгодный курс","2018-01-24"]
["K800-33E022-037TSIP20","Преобразователь частоты K800 380В, 3Ф 2,2-3,7 kW 5,5-6,9А серии ONI",30284.1,"Выгодный курс","2018-01-24"]
["K800-33E0075-015TSIP20","Преобразователь частоты K800 380В, 3Ф 0,75-1,5 kW 3,4-4,1А серии ONI",26250.400000000001,"Выгодный курс","2018-01-24"]
["K800-33E015-022TSIP20","Преобразователь частоты K800 380В, 3Ф 1,5-2,2 kW 4,8-5,4А серии ONI",28497.15,"Выгодный курс","2018-01-24"]
["CNT-C600D33V022TM","Преобразователь частоты CONTROL-C600 380В, 3Ф 2,2 kW IEK",14158.95,"Выгодный курс","2018-01-24"]
["CNT-H800D33FV11-15TE","Преобразователь частоты  CONTROL-H800 380В, 3Ф 11-15 kW IEK",60898.5,"Выгодный курс","2018-01-24"]
["CNT-L620D33V18-22TE","Преобразователь частоты CONTROL-L620 380В, 3Ф 18-22 kW IEK",56607.3,"Выгодный курс","2018-01-24"]
["CNT-C600D33V037TM","Преобразователь частоты CONTROL-C600 380В, 3Ф 3,7 kW IEK",17906.669999999998,"Выгодный курс","2018-01-24"]
["CNT-L620D33V0075-015TE","Преобразователь частоты CONTROL-L620 380В, 3Ф 0,75-1,5 kW IEK",11272.79,"Выгодный курс","2018-01-24"]
["CNT-H800D33FV15-18TE","Преобразователь частоты CONTROL-H800 380В, 3Ф 15-18,5 kW IEK ",72125.100000000006,"Выгодный курс","2018-01-24"]
["CNT-L620D33V15-18TE","Преобразователь частоты CONTROL-L620 380В, 3Ф 15-18 kW IEK",39034.550000000003,"Выгодный курс","2018-01-24"]
["CNT-C600D33V0075TM","Преобразователь частоты CONTROL-C600 380В, 3Ф 0,75 kW IEK",10327.950000000001,"Выгодный курс","2018-01-24"]
["CNT-H800D33FV0075-015TE","Преобразователь частоты CONTROL-H800 380В, 3Ф 0,75-1,5 kW IEK ",24868.799999999999,"Выгодный курс","2018-01-24"]
["CNT-H800D33FV022-037TE","Преобразователь частоты  CONTROL-H800 380В, 3Ф 2,2-3,7 kW IEK",28690.2,"Выгодный курс","2018-01-24"]
["K800-33E11-15TSIP20","Преобразователь частоты K800 380В, 3Ф 11 -15 kW 24 - 31А серии ONI",64281.75,"Выгодный курс","2018-01-24"]
["K800-33E055-075TSIP20","Преобразователь частоты K800 380В, 3Ф 5,5-7,5 kW 12-13А серии ONI",42324.41,"Выгодный курс","2018-01-24"]
["CNT-H800D33FV055-075TE","Преобразователь частоты CONTROL-H800 380В, 3Ф 5,5-7,5 kW IEK ",40096.800000000003,"Выгодный курс","2018-01-24"]
["CNT-H800D33FV22-30TE","Преобразователь частоты  CONTROL-H800 380В, 3Ф 22-30 kW IEK",93588.3,"Выгодный курс","2018-01-24"]
["CNT-H800D33FV18-22TE","Преобразователь частоты CONTROL-H800 380В, 3Ф 18-22 kW IEK ",78541.2,"Выгодный курс","2018-01-24"]
["CNT-H800D33FV30-37TE","Преобразователь частоты CONTROL-H800 380В, 3Ф 30-37 kW IEK ",115031.7,"Выгодный курс","2018-01-24"]
["K800-33E037-055TSIP20","Преобразователь частоты K800 380В, 3Ф 3,7 -5,5kW 9 -11А серии ONI",38798,"Выгодный курс","2018-01-24"]
["CNT-H800D33FV015-022TE","Преобразователь частоты CONTROL-H800 380В, 3Ф 1,5-2,2 kW IEK",26997.3,"Выгодный курс","2018-01-24"]
["K800-33E30-37TSIP20","Преобразователь частоты K800 380В, 3Ф 30 - 37 kW 60-70А серии ONI",121422.35,"Выгодный курс","2018-01-24"]
["K800-33E15-18TSIP20","Преобразователь частоты K800 380В, 3Ф 15 - 18 kW 31-38А серии ONI",76132.05,"Выгодный курс","2018-01-24"]
["A400-33E0075IP20F","Преобразователь частоты A400 380В, 3Ф 0,75 kW 2,5А серии ONI",10901.73,"Выгодный курс","2018-01-24"]
["A400-33E022IP20F","Преобразователь частоты A400 380В, 3Ф 2,2 kW 5,5А серии ONI",14945.55,"Выгодный курс","2018-01-24"]
["A400-33E037IP20F","Преобразователь частоты A400 380В, 3Ф 3,7 kW 9,2А серии ONI",18901.490000000002,"Выгодный курс","2018-01-24"]
["CNT-C600D33V015TM","Преобразователь частоты CONTROL-C600 380В, 3Ф 1,5 kW IEK",13325.54,"Выгодный курс","2018-01-24"]
["CNT-H800D33FV037-055TE","Преобразователь частоты CONTROL-H800 380В, 3Ф 3,7-5,5 kW IEK ",36756,"Выгодный курс","2018-01-24"]
["CNT-H800D33FV075-11TE","Преобразователь частоты CONTROL-H800 380В, 3Ф 7,5-11 kW IEK ",48217.5,"Выгодный курс","2018-01-24"]
["K800-33E22-30TSIP20","Преобразователь частоты K800 380В, 3Ф 22 - 30kW 44-57А серии ONI",98787.65,"Выгодный курс","2018-01-24"]
["A400-33E015IP20F","Преобразователь частоты A400 380В, 3Ф 1,5 kW 4А серии ONI",14065.85,"Выгодный курс","2018-01-24"]
["CNT-L620D33V22-30TE","Преобразователь частоты CONTROL-L620 380В, 3Ф 22-30 kW IEK",68397.3,"Выгодный курс","2018-01-24"]
["CNT-L620D33V30-37TE","Преобразователь частоты CONTROL-L620 380В, 3Ф 30-37 kW IEK",81807.3,"Выгодный курс","2018-01-24"]
["CNT-C600D33V0040TM","Преобразователь частоты CONTROL-C600 380В, 3Ф 0,40 kW IEK",11475.5,"Выгодный курс","2018-01-24"]